## CIP Phase 3 Projects Overview
CIP Phase 3 Projects - BoM Compilation
| Network Equipment Total | Patch Cabling Total | Project Total
(SW) Missouri City Campus
MDF 106.1 - 1st Floor | 625823.61 | 0 | 625823.61
IDF 134 - 1st Floor
IDF 207 - 2nd Floor
IDF 229 - 2nd Floor
(NW) West Houston Institude
IDF 1026 - 1st Floor | 1441439.35 | 0 | 1441439.35
MDF 1209 - 1st Floor
IDF 1242 - 1st Floor
IDF 2111 - 2nd Floor
IDF 3020.2 - 3rd Floor
(NE) Northline Academic Center
MDF 113 - 1st Floor | 307777.45 | 0 | 307777.45
IDF 206 - 2nd Floor
(CO) Coleman
MDF 1EL6 - 1st Floor | 2261685.75 | 0 | 2261685.75
IDF 2EL2
IDF 3EL2
IDF 4EL2
IDF 5EL2
IDF 6EL2
IDF 7EL2
IDF 8EL2
IDF 9EL2
IDF 10EL2
|  | Grand Total | 4636726.16
`

## Missouri-Network
Missouri City
|  | Coop. Contract Number: | Cisco Hardware Discount:
Cisco Smartnet Discount:
|  |  | Total Extended Net Price : |  |  |  |  | 625823.61
Network Switches and Wireless
| Part Number | Description | Service Duration (Months) | Lead Time | Unit List Price | Qty | Discount | Unit Net Price | Extended Price
MDF 106.1 - 1st Floor - One Network Bundle with 4507, 3 UPOE/mGig blades, 10 pack 3802 WAPs
4 | ONENTWK-EN-07-10 | 4507+2xSUP8e, 2x4748-UPoE,10P Bundle | --- | N/A | 0 | 1 | 0% | 0 | 0
4.1 | C1-AIR-K9 | Cisco ONE Access - Wireless - CHOOSE ONLY QTY 1 HERE | --- | 21 | 0 | 1 | 0% | 0 | 0
4.1.0.1 | CON-ECMU-C1AIRK | SWSS UPGRADES Cisco ONE - Wireless | 36 | N/A | 0 | 1 | 0% | 0 | 0
4.1.1 | DNA-VOUCHER | Tracker Eligibility SKU for DNA Offers | --- | 14 | 0 | 1 | 0% | 0 | 0
4.1.2 | C1-MSE-PAK | Cisco ONE MSE License PAK | --- | 14 | 0 | 1 | 0% | 0 | 0
4.1.3 | C1FPAIRK9 | Cisco ONE Foundation Perpetual - Wireless | --- | 21 | 255.5 | 10 | 0% | 255.5 | 2555
4.1.3.0.1 | CON-ECMU-C1FPAIR | SWSS UPGRADES C1 Foundation Perpetual - Wireless | 36 | N/A | 159 | 10 | 0% | 159 | 1590
4.1.4 | C1-WLC-1 | Cisco ONE Wireless LAN Controller AP License (any WLC) | --- | 21 | 0 | 10 | 0% | 0 | 0
4.1.5 | C1-WLC-PAK | Cisco ONE Wireless LAN Controller AP License PAK (any WLC) | --- | 21 | 0 | 1 | 0% | 0 | 0
4.1.6 | C1-PI-LFAS-AP-K9 | Cisco ONE PI Device License for LF & AS for WLAN | --- | 21 | 0 | 10 | 0% | 0 | 0
4.1.7 | C1-ISE-BASE-AP | Cisco ONE Identity Services Engine 25 EndPoint Base Lic | --- | 14 | 0 | 10 | 0% | 0 | 0
4.1.8 | C1-MSE-LS-1 | Cisco ONE CMX Base (Location + Connect) - 1AP license | --- | 14 | 0 | 10 | 0% | 0 | 0
4.1.9 | C1-CEM-25-K9 | Cisco ONE Energy Mgmt Perpetual Lic - 25 DO End Points | --- | 14 | 0 | 10 | 0% | 0 | 0
4.1.10 | C1-LC-5-1Y | Cisco ONE StealthWatch 5 FPS Lic 1 YR | --- | 21 | 0 | 10 | 0% | 0 | 0
4.1.11 | C1F1VAIR-03 | Tracker PID v03 Fnd Perpetual AIR - no delivery | --- | 21 | 0 | 1 | 0% | 0 | 0
4.2 | C1-CAT-UPG | Cisco ONE Upg for Catalyst Switches - CHOOSE ONLY QTY 1 HERE | --- | 14 | 0 | 1 | 0% | 0 | 0
4.2.0.1 | CON-ECMU-C1CATUPG | SWSS UPGRADES Cisco ONE Upgrade for Catalyst Switches | 36 | N/A | 0 | 1 | 0% | 0 | 0
4.2.1 | C1FBUCAT4500R | Cisco ONE Foundation Perpetual Cat4500 (Redundant Sup) | --- | 21 | 200 | 1 | 0% | 200 | 200
4.2.1.0.1 | CON-ECMU-C1FBUCAT | SWSS UPGRADES Cisco ONE Foundation | 36 | N/A | 114 | 1 | 0% | 114 | 114
4.2.2 | C1-R-C4500E-IPBLIC | Cisco ONE IP Base (reference, no lic) | --- | 14 | 0 | 1 | 0% | 0 | 0
4.2.3 | C1-PI-LFAS-4K6K-K9 | Cisco ONE PI Device License for LF & AS for Cat 4k, 6k | --- | 21 | 0 | 1 | 0% | 0 | 0
4.2.4 | C1-ISE-BASE-CAT4K | Cisco ONE Identity Services Engine 150 EndPoint Base Lic | --- | 14 | 0 | 1 | 0% | 0 | 0
4.2.5 | C1-EGW-150-K9 | Cisco ONE Energy Mgmt Perpetual Lic - 150 DO End Points | --- | 14 | 0 | 1 | 0% | 0 | 0
4.2.6 | C1FBVCAT4500S-02 | Tracker PID v02 Fnd Perpetual CAT4500S - no delivery | --- | 14 | 0 | 1 | 0% | 0 | 0
4.2.7 | C1AAUCAT4500X | Cisco ONE Upg-to Advanced Perpetual Cat4500X 32P Std | --- | 21 | 0 | 1 | 0% | 0 | 0
4.2.7.0.1 | CON-ECMU-C1AA4500X | SWSS UPGRADES C1 Advanced Perpetual Cat4500X 32P Std | 36 | N/A | 3600 | 1 | 0% | 3600 | 3600
4.2.8 | C1-R-C4500X-ES | Cisco ONE 4500X 32P Ent Services Lic Perpetual (Ref, No Lic) | --- | 14 | 0 | 1 | 0% | 0 | 0
4.3 | WS-C4507R+E | Catalyst4500E 7 slot chassis for 48Gbps/slot, fan, no ps | --- | 21 | 5106.35 | 1 | 0% | 5106.35 | 5106.35
4.3.0.1 | CON-SNT-C4507R+E | SNTC-8X5XNBD Catalyst4500E 7 slot chassis for 48Gbps | 36 | N/A | 8280 | 1 | 0% | 8280 | 8280
4.3.1 | S45EUK9-S8-38E | CAT4500e SUP8e Universal Crypto Image | --- | 14 | 0 | 1 | 0% | 0 | 0
4.3.2 | C4500E-IP-ES | Paper IP to Ent Services License | --- | 14 | 7296.35 | 1 | 0% | 7296.35 | 7296.35
4.3.3 | FNF-AP | 90 Day Full Functionality Trial of LiveAction software | --- | 14 | 0 | 1 | 0% | 0 | 0
4.3.4 | EW-JX-50SW | Key for Cisco EnergyWise Mgmt (JouleX) 45-day trial License | --- | 14 | 0 | 1 | 0% | 0 | 0
4.3.5 | WS-X45-SUP8-E | Catalyst 4500 E-Series Supervisor 8-E | --- | 14 | 14596.35 | 1 | 0% | 14596.35 | 14596.35
4.3.6 | WS-X45-SUP8-E/2 | Catalyst 4500 E-Series Redundant Supervisor 8-E | --- | 14 | 14596.35 | 1 | 0% | 14596.35 | 14596.35
4.3.7 | WS-X4748-12X48U+E | Catalyst 4500E 48-Port UPOE w/ 12p mGig and 36p 10/100/1000 | --- | 14 | 7296.35 | 1 | 0% | 7296.35 | 7296.35
4.3.8 | WS-X4748-12X48U+E | Catalyst 4500E 48-Port UPOE w/ 12p mGig and 36p 10/100/1000 | --- | 14 | 7296.35 | 1 | 0% | 7296.35 | 7296.35
4.3.9 | WS-X4748-12X48U+E | Catalyst 4500E 48-Port UPOE w/ 12p mGig and 36p 10/100/1000 | --- | 14 | 7296.35 | 1 | 0% | 7296.35 | 7296.35
4.3.10 | PWR-C45-6000ACV | Catalyst 4500 6000W AC dual input Power Supply (Data + PoE) | --- | 14 | 2916.35 | 1 | 0% | 2916.35 | 2916.35
4.3.11 | CAB-AC-2800W-TWLK | U.S. Power Cord, Twist Lock, NEMA 6-20 Plug | --- | 14 | 0 | 4 | 0% | 0 | 0
4.3.12 | PWR-C45-6000ACV/2 | Catalyst 4500 6000W AC dual input Power Supply (Data + PoE) | --- | 14 | 2916.35 | 1 | 0% | 2916.35 | 2916.35
4.3.13 | C4K-SLOT-CVR-E | Catalyst 4500 E-Series Family Slot Cover | --- | 14 | 0 | 2 | 0% | 0 | 0
4.4 | AIR-AP3802I-BK910 | 802.11ac W2 10 AP w/CA; 4x4:3SS; Int Ant; mGig -B Domain | --- | 35 | 13530 | 1 | 0% | 13530 | 13530
4.4.0.1 | CON-SNT-AIR8K910 | SNTC-8X5XNBD 802.11ac W2 10 AP w/CA; 4x4:3SS; Int Ant | 36 | N/A | 0 | 1 | 0% | 0 | 0
4.4.1 | SW3802-CAPWAP-K9 | Cisco Aironet 3800 Series CAPWAP Software Image | --- | 14 | 0 | 10 | 0% | 0 | 0
4.4.2 | AIR-AP-BRACKET-1 | 802.11n AP Low Profile Mounting Bracket (Default) | --- | 14 | 0 | 10 | 0% | 0 | 0
4.4.3 | AIR-AP-T-RAIL-R | Ceiling Grid Clip for Aironet APs - Recessed Mount (Default) | --- | 14 | 0 | 10 | 0% | 0 | 0
4.4.4 | AIR-AP3802I-BBULK | BOM Level AP3800i Bulk PID for B Domain | --- | 14 | 0 | 10 | 0% | 0 | 0
4.4.4.0.1 | CON-SNT-AIR2BULK | SNTC-8X5XNBD BOM Level AP3800i Bulk PID for -B Domain | 36 | N/A | 198 | 10 | 0% | 198 | 1980
IDF 134 - 1st Floor - One Network Bundle with 4507, 4 UPOE/mGig blades, 10 pack 3802 WAPs
5 | ONENTWK-EN-07-10 | 4507+2xSUP8e, 2x4748-UPoE,10P Bundle | --- | N/A | 0 | 1 | 0% | 0 | 0
5.1 | C1-AIR-K9 | Cisco ONE Access - Wireless - CHOOSE ONLY QTY 1 HERE | --- | 21 | 0 | 1 | 0% | 0 | 0
5.1.0.1 | CON-ECMU-C1AIRK | SWSS UPGRADES Cisco ONE - Wireless | 36 | N/A | 0 | 1 | 0% | 0 | 0
5.1.1 | DNA-VOUCHER | Tracker Eligibility SKU for DNA Offers | --- | 14 | 0 | 1 | 0% | 0 | 0
5.1.2 | C1-MSE-PAK | Cisco ONE MSE License PAK | --- | 14 | 0 | 1 | 0% | 0 | 0
5.1.3 | C1FPAIRK9 | Cisco ONE Foundation Perpetual - Wireless | --- | 21 | 255.5 | 10 | 0% | 255.5 | 2555
5.1.3.0.1 | CON-ECMU-C1FPAIR | SWSS UPGRADES C1 Foundation Perpetual - Wireless | 36 | N/A | 159 | 10 | 0% | 159 | 1590
5.1.4 | C1-WLC-1 | Cisco ONE Wireless LAN Controller AP License (any WLC) | --- | 21 | 0 | 10 | 0% | 0 | 0
5.1.5 | C1-WLC-PAK | Cisco ONE Wireless LAN Controller AP License PAK (any WLC) | --- | 21 | 0 | 1 | 0% | 0 | 0
5.1.6 | C1-PI-LFAS-AP-K9 | Cisco ONE PI Device License for LF & AS for WLAN | --- | 21 | 0 | 10 | 0% | 0 | 0
5.1.7 | C1-ISE-BASE-AP | Cisco ONE Identity Services Engine 25 EndPoint Base Lic | --- | 14 | 0 | 10 | 0% | 0 | 0
5.1.8 | C1-MSE-LS-1 | Cisco ONE CMX Base (Location + Connect) - 1AP license | --- | 14 | 0 | 10 | 0% | 0 | 0
5.1.9 | C1-CEM-25-K9 | Cisco ONE Energy Mgmt Perpetual Lic - 25 DO End Points | --- | 14 | 0 | 10 | 0% | 0 | 0
5.1.10 | C1-LC-5-1Y | Cisco ONE StealthWatch 5 FPS Lic 1 YR | --- | 21 | 0 | 10 | 0% | 0 | 0
5.1.11 | C1F1VAIR-03 | Tracker PID v03 Fnd Perpetual AIR - no delivery | --- | 21 | 0 | 1 | 0% | 0 | 0
5.2 | C1-CAT-UPG | Cisco ONE Upg for Catalyst Switches - CHOOSE ONLY QTY 1 HERE | --- | 14 | 0 | 1 | 0% | 0 | 0
5.2.0.1 | CON-ECMU-C1CATUPG | SWSS UPGRADES Cisco ONE Upgrade for Catalyst Switches | 36 | N/A | 0 | 1 | 0% | 0 | 0
5.2.1 | C1FBUCAT4500R | Cisco ONE Foundation Perpetual Cat4500 (Redundant Sup) | --- | 21 | 200 | 1 | 0% | 200 | 200
5.2.1.0.1 | CON-ECMU-C1FBUCAT | SWSS UPGRADES Cisco ONE Foundation | 36 | N/A | 114 | 1 | 0% | 114 | 114
5.2.2 | C1-R-C4500E-IPBLIC | Cisco ONE IP Base (reference, no lic) | --- | 14 | 0 | 1 | 0% | 0 | 0
5.2.3 | C1-PI-LFAS-4K6K-K9 | Cisco ONE PI Device License for LF & AS for Cat 4k, 6k | --- | 21 | 0 | 1 | 0% | 0 | 0
5.2.4 | C1-ISE-BASE-CAT4K | Cisco ONE Identity Services Engine 150 EndPoint Base Lic | --- | 14 | 0 | 1 | 0% | 0 | 0
5.2.5 | C1-EGW-150-K9 | Cisco ONE Energy Mgmt Perpetual Lic - 150 DO End Points | --- | 14 | 0 | 1 | 0% | 0 | 0
5.2.6 | C1FBVCAT4500S-02 | Tracker PID v02 Fnd Perpetual CAT4500S - no delivery | --- | 14 | 0 | 1 | 0% | 0 | 0
5.2.7 | C1AAUCAT4500X | Cisco ONE Upg-to Advanced Perpetual Cat4500X 32P Std | --- | 21 | 0 | 1 | 0% | 0 | 0
5.2.7.0.1 | CON-ECMU-C1AA4500X | SWSS UPGRADES C1 Advanced Perpetual Cat4500X 32P Std | 36 | N/A | 3600 | 1 | 0% | 3600 | 3600
5.2.8 | C1-R-C4500X-ES | Cisco ONE 4500X 32P Ent Services Lic Perpetual (Ref, No Lic) | --- | 14 | 0 | 1 | 0% | 0 | 0
5.3 | WS-C4507R+E | Catalyst4500E 7 slot chassis for 48Gbps/slot, fan, no ps | --- | 21 | 5106.35 | 1 | 0% | 5106.35 | 5106.35
5.3.0.1 | CON-SNT-C4507R+E | SNTC-8X5XNBD Catalyst4500E 7 slot chassis for 48Gbps | 36 | N/A | 8280 | 1 | 0% | 8280 | 8280
5.3.1 | S45EUK9-S8-38E | CAT4500e SUP8e Universal Crypto Image | --- | 14 | 0 | 1 | 0% | 0 | 0
5.3.2 | C4500E-IP-ES | Paper IP to Ent Services License | --- | 14 | 7296.35 | 1 | 0% | 7296.35 | 7296.35
5.3.3 | FNF-AP | 90 Day Full Functionality Trial of LiveAction software | --- | 14 | 0 | 1 | 0% | 0 | 0
5.3.4 | EW-JX-50SW | Key for Cisco EnergyWise Mgmt (JouleX) 45-day trial License | --- | 14 | 0 | 1 | 0% | 0 | 0
5.3.5 | WS-X45-SUP8-E | Catalyst 4500 E-Series Supervisor 8-E | --- | 14 | 14596.35 | 1 | 0% | 14596.35 | 14596.35
5.3.6 | WS-X45-SUP8-E/2 | Catalyst 4500 E-Series Redundant Supervisor 8-E | --- | 14 | 14596.35 | 1 | 0% | 14596.35 | 14596.35
5.3.7 | WS-X4748-12X48U+E | Catalyst 4500E 48-Port UPOE w/ 12p mGig and 36p 10/100/1000 | --- | 14 | 7296.35 | 1 | 0% | 7296.35 | 7296.35
5.3.8 | WS-X4748-12X48U+E | Catalyst 4500E 48-Port UPOE w/ 12p mGig and 36p 10/100/1000 | --- | 14 | 7296.35 | 1 | 0% | 7296.35 | 7296.35
5.3.9 | WS-X4748-12X48U+E | Catalyst 4500E 48-Port UPOE w/ 12p mGig and 36p 10/100/1000 | --- | 14 | 7296.35 | 1 | 0% | 7296.35 | 7296.35
5.3.10 | WS-X4748-12X48U+E | Catalyst 4500E 48-Port UPOE w/ 12p mGig and 36p 10/100/1000 | --- | 14 | 7296.35 | 1 | 0% | 7296.35 | 7296.35
5.3.11 | PWR-C45-6000ACV | Catalyst 4500 6000W AC dual input Power Supply (Data + PoE) | --- | 14 | 2916.35 | 1 | 0% | 2916.35 | 2916.35
5.3.12 | CAB-AC-2800W-TWLK | U.S. Power Cord, Twist Lock, NEMA 6-20 Plug | --- | 14 | 0 | 4 | 0% | 0 | 0
5.3.13 | PWR-C45-6000ACV/2 | Catalyst 4500 6000W AC dual input Power Supply (Data + PoE) | --- | 14 | 2916.35 | 1 | 0% | 2916.35 | 2916.35
5.3.14 | C4K-SLOT-CVR-E | Catalyst 4500 E-Series Family Slot Cover | --- | 14 | 0 | 1 | 0% | 0 | 0
5.4 | AIR-AP3802I-BK910 | 802.11ac W2 10 AP w/CA; 4x4:3SS; Int Ant; mGig -B Domain | --- | 35 | 13530 | 1 | 0% | 13530 | 13530
5.4.0.1 | CON-SNT-AIR8K910 | SNTC-8X5XNBD 802.11ac W2 10 AP w/CA; 4x4:3SS; Int Ant | 36 | N/A | 0 | 1 | 0% | 0 | 0
5.4.1 | SW3802-CAPWAP-K9 | Cisco Aironet 3800 Series CAPWAP Software Image | --- | 14 | 0 | 10 | 0% | 0 | 0
5.4.2 | AIR-AP-BRACKET-1 | 802.11n AP Low Profile Mounting Bracket (Default) | --- | 14 | 0 | 10 | 0% | 0 | 0
5.4.3 | AIR-AP-T-RAIL-R | Ceiling Grid Clip for Aironet APs - Recessed Mount (Default) | --- | 14 | 0 | 10 | 0% | 0 | 0
5.4.4 | AIR-AP3802I-BBULK | BOM Level AP3800i Bulk PID for B Domain | --- | 14 | 0 | 10 | 0% | 0 | 0
5.4.4.0.1 | CON-SNT-AIR2BULK | SNTC-8X5XNBD BOM Level AP3800i Bulk PID for -B Domain | 36 | N/A | 198 | 10 | 0% | 198 | 1980
IDF 207 - 2nd Floor - One Network Bundle with 4510, 5 UPOE/mGig blades, 10 pack 3802 WAPs
8 | ONENTWK-ENT-10-10 | 4510,2xSUP8e, 4x4748-UPoE,10AP Bundle | --- | N/A | 0 | 1 | 0% | 0 | 0
8.1 | C1-AIR-K9 | Cisco ONE Access - Wireless - CHOOSE ONLY QTY 1 HERE | --- | 21 | 0 | 1 | 0% | 0 | 0
8.1.0.1 | CON-ECMU-C1AIRK | SWSS UPGRADES Cisco ONE - Wireless | 36 | N/A | 0 | 1 | 0% | 0 | 0
8.1.1 | DNA-VOUCHER | Tracker Eligibility SKU for DNA Offers | --- | 14 | 0 | 1 | 0% | 0 | 0
8.1.2 | C1-MSE-PAK | Cisco ONE MSE License PAK | --- | 14 | 0 | 1 | 0% | 0 | 0
8.1.3 | C1FPAIRK9 | Cisco ONE Foundation Perpetual - Wireless | --- | 21 | 266 | 10 | 0% | 266 | 2660
8.1.3.0.1 | CON-ECMU-C1FPAIR | SWSS UPGRADES C1 Foundation Perpetual - Wireless | 36 | N/A | 159 | 10 | 0% | 159 | 1590
8.1.4 | C1-WLC-1 | Cisco ONE Wireless LAN Controller AP License (any WLC) | --- | 21 | 0 | 10 | 0% | 0 | 0
8.1.5 | C1-WLC-PAK | Cisco ONE Wireless LAN Controller AP License PAK (any WLC) | --- | 21 | 0 | 1 | 0% | 0 | 0
8.1.6 | C1-PI-LFAS-AP-K9 | Cisco ONE PI Device License for LF & AS for WLAN | --- | 21 | 0 | 10 | 0% | 0 | 0
8.1.7 | C1-ISE-BASE-AP | Cisco ONE Identity Services Engine 25 EndPoint Base Lic | --- | 14 | 0 | 10 | 0% | 0 | 0
8.1.8 | C1-MSE-LS-1 | Cisco ONE CMX Base (Location + Connect) - 1AP license | --- | 14 | 0 | 10 | 0% | 0 | 0
8.1.9 | C1-CEM-25-K9 | Cisco ONE Energy Mgmt Perpetual Lic - 25 DO End Points | --- | 14 | 0 | 10 | 0% | 0 | 0
8.1.10 | C1-LC-5-1Y | Cisco ONE StealthWatch 5 FPS Lic 1 YR | --- | 21 | 0 | 10 | 0% | 0 | 0
8.1.11 | C1F1VAIR-03 | Tracker PID v03 Fnd Perpetual AIR - no delivery | --- | 21 | 0 | 1 | 0% | 0 | 0
8.2 | C1-CAT-UPG | Cisco ONE Upg for Catalyst Switches - CHOOSE ONLY QTY 1 HERE | --- | 14 | 0 | 1 | 0% | 0 | 0
8.2.0.1 | CON-ECMU-C1CATUPG | SWSS UPGRADES Cisco ONE Upgrade for Catalyst Switches | 36 | N/A | 0 | 1 | 0% | 0 | 0
8.2.1 | C1FBUCAT4500R | Cisco ONE Foundation Perpetual Cat4500 (Redundant Sup) | --- | 21 | 200 | 1 | 0% | 200 | 200
8.2.1.0.1 | CON-ECMU-C1FBUCAT | SWSS UPGRADES Cisco ONE Foundation | 36 | N/A | 114 | 1 | 0% | 114 | 114
8.2.2 | C1-R-C4500E-IPBLIC | Cisco ONE IP Base (reference, no lic) | --- | 14 | 0 | 1 | 0% | 0 | 0
8.2.3 | C1-PI-LFAS-4K6K-K9 | Cisco ONE PI Device License for LF & AS for Cat 4k, 6k | --- | 21 | 0 | 1 | 0% | 0 | 0
8.2.4 | C1-ISE-BASE-CAT4K | Cisco ONE Identity Services Engine 150 EndPoint Base Lic | --- | 14 | 0 | 1 | 0% | 0 | 0
8.2.5 | C1-EGW-150-K9 | Cisco ONE Energy Mgmt Perpetual Lic - 150 DO End Points | --- | 14 | 0 | 1 | 0% | 0 | 0
8.2.6 | C1FBVCAT4500S-02 | Tracker PID v02 Fnd Perpetual CAT4500S - no delivery | --- | 14 | 0 | 1 | 0% | 0 | 0
8.2.7 | C1ABUCAT4500S | Cisco ONE Upg-to Advanced Cat4500 Bundles Std | --- | 21 | 0 | 1 | 0% | 0 | 0
8.2.7.0.1 | CON-ECMU-C1ABC45S | SWSS UPGRADES C1 Advd Perpetual Cat4500 Bndls Std | 36 | N/A | 4500 | 1 | 0% | 4500 | 4500
8.2.8 | C1-R-C4500E-ES | Cisco ONE Ent Services (Reference, No License) | --- | 14 | 0 | 1 | 0% | 0 | 0
8.3 | WS-C4510R+E | Catalyst 4500E 10 slot chassis for 48Gbps/slot, fan, no ps | --- | 14 | 7596.2 | 1 | 0% | 7596.2 | 7596.2
8.3.0.1 | CON-SNT-C4510R+E | SNTC-8X5XNBD Catalyst 4500E 10 slot chassis for 48Gbp | 36 | N/A | 15750 | 1 | 0% | 15750 | 15750
8.3.1 | S45EUK9-S8-38E | CAT4500e SUP8e Universal Crypto Image | --- | 14 | 0 | 1 | 0% | 0 | 0
8.3.2 | C4K-SLOT-CVR-E | Catalyst 4500 E-Series Family Slot Cover | --- | 14 | 0 | 3 | 0% | 0 | 0
8.3.3 | C4500E-IP-ES | Paper IP to Ent Services License | --- | 14 | 7596.2 | 1 | 0% | 7596.2 | 7596.2
8.3.4 | FNF-AP | 90 Day Full Functionality Trial of LiveAction software | --- | 14 | 0 | 1 | 0% | 0 | 0
8.3.5 | EW-JX-50SW | Key for Cisco EnergyWise Mgmt (JouleX) 45-day trial License | --- | 14 | 0 | 1 | 0% | 0 | 0
8.3.6 | WS-X45-SUP8-E | Catalyst 4500 E-Series Supervisor 8-E | --- | 14 | 15196.2 | 1 | 0% | 15196.2 | 15196.2
8.3.7 | WS-X45-SUP8-E/2 | Catalyst 4500 E-Series Redundant Supervisor 8-E | --- | 14 | 15196.2 | 1 | 0% | 15196.2 | 15196.2
8.3.8 | WS-X4748-12X48U+E | Catalyst 4500E 48-Port UPOE w/ 12p mGig and 36p 10/100/1000 | --- | 14 | 7596.2 | 1 | 0% | 7596.2 | 7596.2
8.3.9 | WS-X4748-12X48U+E | Catalyst 4500E 48-Port UPOE w/ 12p mGig and 36p 10/100/1000 | --- | 14 | 7596.2 | 1 | 0% | 7596.2 | 7596.2
8.3.10 | WS-X4748-12X48U+E | Catalyst 4500E 48-Port UPOE w/ 12p mGig and 36p 10/100/1000 | --- | 14 | 7596.2 | 1 | 0% | 7596.2 | 7596.2
8.3.11 | WS-X4748-12X48U+E | Catalyst 4500E 48-Port UPOE w/ 12p mGig and 36p 10/100/1000 | --- | 14 | 7596.2 | 1 | 0% | 7596.2 | 7596.2
8.3.12 | WS-X4748-12X48U+E | Catalyst 4500E 48-Port UPOE w/ 12p mGig and 36p 10/100/1000 | --- | 14 | 7596.2 | 1 | 0% | 7596.2 | 7596.2
8.3.13 | PWR-C45-9000ACV | Catalyst 4500E 9000W AC triple input Power Supply (Data + Po | --- | 14 | 4556.2 | 1 | 0% | 4556.2 | 4556.2
8.3.14 | CAB-AC-2800W-TWLK | U.S. Power Cord, Twist Lock, NEMA 6-20 Plug | --- | 14 | 0 | 6 | 0% | 0 | 0
8.3.15 | PWR-C45-9000ACV/2 | Catalyst 4500E 9000W AC triple input Power Supply (Data + Po | --- | 14 | 4556.2 | 1 | 0% | 4556.2 | 4556.2
8.4 | AIR-AP3802I-BK910 | 802.11ac W2 10 AP w/CA; 4x4:3SS; Int Ant; mGig -B Domain | --- | 35 | 13530 | 1 | 0% | 13530 | 13530
8.4.0.1 | CON-SNT-AIR8K910 | SNTC-8X5XNBD 802.11ac W2 10 AP w/CA; 4x4:3SS; Int Ant | 36 | N/A | 0 | 1 | 0% | 0 | 0
8.4.1 | SW3802-CAPWAP-K9 | Cisco Aironet 3800 Series CAPWAP Software Image | --- | 14 | 0 | 10 | 0% | 0 | 0
8.4.2 | AIR-AP-BRACKET-1 | 802.11n AP Low Profile Mounting Bracket (Default) | --- | 14 | 0 | 10 | 0% | 0 | 0
8.4.3 | AIR-AP-T-RAIL-R | Ceiling Grid Clip for Aironet APs - Recessed Mount (Default) | --- | 14 | 0 | 10 | 0% | 0 | 0
8.4.4 | AIR-AP3802I-BBULK | BOM Level AP3800i Bulk PID for B Domain | --- | 14 | 0 | 10 | 0% | 0 | 0
8.4.4.0.1 | CON-SNT-AIR2BULK | SNTC-8X5XNBD BOM Level AP3800i Bulk PID for -B Domain | 36 | N/A | 198 | 10 | 0% | 198 | 1980
IDF 229 - 2nd Floor - One Network Bundle with 4510, 6 UPOE/mGig blades, 10 pack 3802 WAPs
9 | ONENTWK-ENT-10-10 | 4510,2xSUP8e, 4x4748-UPoE,10AP Bundle | --- | N/A | 0 | 1 | 0% | 0 | 0
9.1 | C1-AIR-K9 | Cisco ONE Access - Wireless - CHOOSE ONLY QTY 1 HERE | --- | 21 | 0 | 1 | 0% | 0 | 0
9.1.0.1 | CON-ECMU-C1AIRK | SWSS UPGRADES Cisco ONE - Wireless | 36 | N/A | 0 | 1 | 0% | 0 | 0
9.1.1 | DNA-VOUCHER | Tracker Eligibility SKU for DNA Offers | --- | 14 | 0 | 1 | 0% | 0 | 0
9.1.2 | C1-MSE-PAK | Cisco ONE MSE License PAK | --- | 14 | 0 | 1 | 0% | 0 | 0
9.1.3 | C1FPAIRK9 | Cisco ONE Foundation Perpetual - Wireless | --- | 21 | 266 | 10 | 0% | 266 | 2660
9.1.3.0.1 | CON-ECMU-C1FPAIR | SWSS UPGRADES C1 Foundation Perpetual - Wireless | 36 | N/A | 159 | 10 | 0% | 159 | 1590
9.1.4 | C1-WLC-1 | Cisco ONE Wireless LAN Controller AP License (any WLC) | --- | 21 | 0 | 10 | 0% | 0 | 0
9.1.5 | C1-WLC-PAK | Cisco ONE Wireless LAN Controller AP License PAK (any WLC) | --- | 21 | 0 | 1 | 0% | 0 | 0
9.1.6 | C1-PI-LFAS-AP-K9 | Cisco ONE PI Device License for LF & AS for WLAN | --- | 21 | 0 | 10 | 0% | 0 | 0
9.1.7 | C1-ISE-BASE-AP | Cisco ONE Identity Services Engine 25 EndPoint Base Lic | --- | 14 | 0 | 10 | 0% | 0 | 0
9.1.8 | C1-MSE-LS-1 | Cisco ONE CMX Base (Location + Connect) - 1AP license | --- | 14 | 0 | 10 | 0% | 0 | 0
9.1.9 | C1-CEM-25-K9 | Cisco ONE Energy Mgmt Perpetual Lic - 25 DO End Points | --- | 14 | 0 | 10 | 0% | 0 | 0
9.1.10 | C1-LC-5-1Y | Cisco ONE StealthWatch 5 FPS Lic 1 YR | --- | 21 | 0 | 10 | 0% | 0 | 0
9.1.11 | C1F1VAIR-03 | Tracker PID v03 Fnd Perpetual AIR - no delivery | --- | 21 | 0 | 1 | 0% | 0 | 0
9.2 | C1-CAT-UPG | Cisco ONE Upg for Catalyst Switches - CHOOSE ONLY QTY 1 HERE | --- | 14 | 0 | 1 | 0% | 0 | 0
9.2.0.1 | CON-ECMU-C1CATUPG | SWSS UPGRADES Cisco ONE Upgrade for Catalyst Switches | 36 | N/A | 0 | 1 | 0% | 0 | 0
9.2.1 | C1FBUCAT4500R | Cisco ONE Foundation Perpetual Cat4500 (Redundant Sup) | --- | 21 | 200 | 1 | 0% | 200 | 200
9.2.1.0.1 | CON-ECMU-C1FBUCAT | SWSS UPGRADES Cisco ONE Foundation | 36 | N/A | 114 | 1 | 0% | 114 | 114
9.2.2 | C1-R-C4500E-IPBLIC | Cisco ONE IP Base (reference, no lic) | --- | 14 | 0 | 1 | 0% | 0 | 0
9.2.3 | C1-PI-LFAS-4K6K-K9 | Cisco ONE PI Device License for LF & AS for Cat 4k, 6k | --- | 21 | 0 | 1 | 0% | 0 | 0
9.2.4 | C1-ISE-BASE-CAT4K | Cisco ONE Identity Services Engine 150 EndPoint Base Lic | --- | 14 | 0 | 1 | 0% | 0 | 0
9.2.5 | C1-EGW-150-K9 | Cisco ONE Energy Mgmt Perpetual Lic - 150 DO End Points | --- | 14 | 0 | 1 | 0% | 0 | 0
9.2.6 | C1FBVCAT4500S-02 | Tracker PID v02 Fnd Perpetual CAT4500S - no delivery | --- | 14 | 0 | 1 | 0% | 0 | 0
9.2.7 | C1ABUCAT4500S | Cisco ONE Upg-to Advanced Cat4500 Bundles Std | --- | 21 | 0 | 1 | 0% | 0 | 0
9.2.7.0.1 | CON-ECMU-C1ABC45S | SWSS UPGRADES C1 Advd Perpetual Cat4500 Bndls Std | 36 | N/A | 4500 | 1 | 0% | 4500 | 4500
9.2.8 | C1-R-C4500E-ES | Cisco ONE Ent Services (Reference, No License) | --- | 14 | 0 | 1 | 0% | 0 | 0
9.3 | WS-C4510R+E | Catalyst 4500E 10 slot chassis for 48Gbps/slot, fan, no ps | --- | 14 | 7596.2 | 1 | 0% | 7596.2 | 7596.2
9.3.0.1 | CON-SNT-C4510R+E | SNTC-8X5XNBD Catalyst 4500E 10 slot chassis for 48Gbp | 36 | N/A | 15750 | 1 | 0% | 15750 | 15750
9.3.1 | S45EUK9-S8-38E | CAT4500e SUP8e Universal Crypto Image | --- | 14 | 0 | 1 | 0% | 0 | 0
9.3.2 | C4K-SLOT-CVR-E | Catalyst 4500 E-Series Family Slot Cover | --- | 14 | 0 | 2 | 0% | 0 | 0
9.3.3 | C4500E-IP-ES | Paper IP to Ent Services License | --- | 14 | 7596.2 | 1 | 0% | 7596.2 | 7596.2
9.3.4 | FNF-AP | 90 Day Full Functionality Trial of LiveAction software | --- | 14 | 0 | 1 | 0% | 0 | 0
9.3.5 | EW-JX-50SW | Key for Cisco EnergyWise Mgmt (JouleX) 45-day trial License | --- | 14 | 0 | 1 | 0% | 0 | 0
9.3.6 | WS-X45-SUP8-E | Catalyst 4500 E-Series Supervisor 8-E | --- | 14 | 15196.2 | 1 | 0% | 15196.2 | 15196.2
9.3.7 | WS-X45-SUP8-E/2 | Catalyst 4500 E-Series Redundant Supervisor 8-E | --- | 14 | 15196.2 | 1 | 0% | 15196.2 | 15196.2
9.3.8 | WS-X4748-12X48U+E | Catalyst 4500E 48-Port UPOE w/ 12p mGig and 36p 10/100/1000 | --- | 14 | 7596.2 | 1 | 0% | 7596.2 | 7596.2
9.3.9 | WS-X4748-12X48U+E | Catalyst 4500E 48-Port UPOE w/ 12p mGig and 36p 10/100/1000 | --- | 14 | 7596.2 | 1 | 0% | 7596.2 | 7596.2
9.3.10 | WS-X4748-12X48U+E | Catalyst 4500E 48-Port UPOE w/ 12p mGig and 36p 10/100/1000 | --- | 14 | 7596.2 | 1 | 0% | 7596.2 | 7596.2
9.3.11 | WS-X4748-12X48U+E | Catalyst 4500E 48-Port UPOE w/ 12p mGig and 36p 10/100/1000 | --- | 14 | 7596.2 | 1 | 0% | 7596.2 | 7596.2
9.3.12 | WS-X4748-12X48U+E | Catalyst 4500E 48-Port UPOE w/ 12p mGig and 36p 10/100/1000 | --- | 14 | 7596.2 | 1 | 0% | 7596.2 | 7596.2
9.3.13 | WS-X4748-12X48U+E | Catalyst 4500E 48-Port UPOE w/ 12p mGig and 36p 10/100/1000 | --- | 14 | 7596.2 | 1 | 0% | 7596.2 | 7596.2
9.3.14 | PWR-C45-9000ACV | Catalyst 4500E 9000W AC triple input Power Supply (Data + Po | --- | 14 | 4556.2 | 1 | 0% | 4556.2 | 4556.2
9.3.15 | CAB-AC-2800W-TWLK | U.S. Power Cord, Twist Lock, NEMA 6-20 Plug | --- | 14 | 0 | 6 | 0% | 0 | 0
9.3.16 | PWR-C45-9000ACV/2 | Catalyst 4500E 9000W AC triple input Power Supply (Data + Po | --- | 14 | 4556.2 | 1 | 0% | 4556.2 | 4556.2
9.4 | AIR-AP3802I-BK910 | 802.11ac W2 10 AP w/CA; 4x4:3SS; Int Ant; mGig -B Domain | --- | 35 | 13530 | 1 | 0% | 13530 | 13530
9.4.0.1 | CON-SNT-AIR8K910 | SNTC-8X5XNBD 802.11ac W2 10 AP w/CA; 4x4:3SS; Int Ant | 36 | N/A | 0 | 1 | 0% | 0 | 0
9.4.1 | SW3802-CAPWAP-K9 | Cisco Aironet 3800 Series CAPWAP Software Image | --- | 14 | 0 | 10 | 0% | 0 | 0
9.4.2 | AIR-AP-BRACKET-1 | 802.11n AP Low Profile Mounting Bracket (Default) | --- | 14 | 0 | 10 | 0% | 0 | 0
9.4.3 | AIR-AP-T-RAIL-R | Ceiling Grid Clip for Aironet APs - Recessed Mount (Default) | --- | 14 | 0 | 10 | 0% | 0 | 0
9.4.4 | AIR-AP3802I-BBULK | BOM Level AP3800i Bulk PID for B Domain | --- | 14 | 0 | 10 | 0% | 0 | 0
9.4.4.0.1 | CON-SNT-AIR2BULK | SNTC-8X5XNBD BOM Level AP3800i Bulk PID for -B Domain | 36 | N/A | 198 | 10 | 0% | 198 | 1980
SFPs
| Part Number | Description | Service Duration (Months) | Lead Time | Unit List Price | Qty | Disc(%) | Unit Net Price | Extended Net Price
1 | WS-X4748-UPOE+E= | Catalyst 4500E 48-Port UPOE 10/100/1000(RJ45) | --- | 14 | 8995 | 0 | 0% | 8995 | 0
2 | WS-X4712-SFP+E= | Catalyst 4500 E-Series 12-Port 10GbE (SFP+) | --- | 14 | 26995 | 0 | 0% | 26995 | 0
6 | CVR-X2-SFP10G= | X2 to SFP+ Adaptor module | --- | 14 | 200 | 0 | 0% | 200 | 0
7 | SFP-10G-SR-S= | 10GBASE-SR SFP Module, Enterprise-Class | --- | 14 | 650 | 12 | 0% | 650 | 7800
8 | SFP-10G-LR-S= | 10GBASE-LR SFP Module, Enterprise-Class | --- | 14 | 1900 | 0 | 0% | 1900 | 0
9 | SFP-H10GB-CU1M= | 10GBASE-CU SFP+ Cable 1 Meter | --- | 14 | 100 | 0 | 0% | 100 | 0
10 | SFP-H10GB-CU3M= | 10GBASE-CU SFP+ Cable 3 Meter | --- | 14 | 100 | 0 | 0% | 100 | 0
11 | SFP-H10GB-CU5M= | 10GBASE-CU SFP+ Cable 5 Meter | --- | 14 | 150 | 0 | 0% | 150 | 0
4.3.13 | C4K-SLOT-CVR-E | Catalyst 4500 E-Series Family Slot Cover | --- | 14 | 50 | 4 | 0% | 50 | 200
| Phones |  |  |  |  | 110
| Part Number | Description | Service Duration (Months) | Lead Time | Unit List Price | Qty | Disc(%) | Unit Net Price | Extended Net Price
12 | CP-7821-K9= | Cisco UC Phone 7821 | --- | 14 | 255 | 45 | 0% | 255 | 11475
13 | CP-7800-WMK= | Spare Wallmount Kit for Cisco UC Phone 7800 Series | --- | 14 | 75 | 45 | 0% | 75 | 3375
14 | CP-8845-K9= | Cisco IP Phone 8845 | --- | 21 | 575 | 55 | 0% | 575 | 31625
15 | CP-8865-K9= | Cisco IP Phone 8865 | --- | 56 | 795 | 4 | 0% | 795 | 3180
16 | CP-BEKEM= | Cisco IP Phone 8800 Key Expansion Module | --- | 21 | 490 | 3 | 0% | 490 | 1470
17 | CP-8831-K9= | Cisco 8831 Base/Control Panel for North America | --- | 15 | 1495 | 2 | 0% | 1495 | 2990
17.1 | CP-8831-DCU-S | Spare Cisco 8831 Display Control Unit (DCU) | --- | 14 | 0 | 2 | 0% | 0 | 0
18 | CP-MIC-WIRED-S= | Cisco 8831 Wired Microphone Kit | --- | 14 | 350 | 2 | 0% | 350 | 700
24 | CP-PWR-CUBE-4= | IP Phone power transformer for the 89/9900 phone series | --- | 14 | 65 | 4 | 0% | 65 | 260
25 | CP-PWR-CORD-NA= | Power Cord, North America | --- | 14 | 10 | 4 | 0% | 10 | 40
29 | CP-DX70-W-K9= | Cisco DX70 (White) | --- | 21 | 2750 | 1 | 0% | 2750 | 2750
29.0.1 | CON-SNT-CPDX70WK | SNTC-8X5XNBD Cisco Desktop Collaboration Experience D | 36 | N/A | 660 | 1 | 0% | 660 | 660
29.1 | CP-PWR-CORD-NA | Power Cord, North America | --- | 21 | 0 | 1 | 0% | 0 | 0
| CP-HANDSET-CORD= | Handset cord for 7900 series phones | --- | 21 | 5 | 40 | 0% | 5 | 200
Video Conferencing
| Part Number | Description | Service Duration (Months) | Lead Time | Unit List Price | Qty | Disc(%) | Unit Net Price | Extended Net Price
32 | CTS-SX10N-K9 | SX10 HD w/ wall mount, int 5x cam, mic and power supply | --- | 14 | 3990 | 1 | 0% | 3990 | 3990
32.0.1 | CON-ECDN-CTSSX1NK | ESS WITH 8X5XNBD SX10 HD w/ wall mount, int 5x cam and mi | 36 | N/A | 960 | 1 | 0% | 960 | 960
32.1 | PWR-CORD-US-A | Pwr Cord US 1.8m Black YP-12 To YC-12 | --- | 14 | 0 | 1 | 0% | 0 | 0
32.2 | LIC-CE-CRYPTO-K9 | License key to activate sw encryption module | --- | 14 | 0 | 1 | 0% | 0 | 0
32.3 | CTS-CTRL-DVX-10 | Touch 10 Control Device - selectable option | --- | 14 | 1500 | 1 | 0% | 1500 | 1500
32.3.0.1 | CON-ECDN-CTLDV10 | ESS WITH 8X5XNBD Cisco Touch 10 inch | 36 | N/A | 777 | 1 | 0% | 777 | 777
32.4 | CTS-POE-INJ | Touch10 PoE power injector | --- | 14 | 99 | 1 | 0% | 99 | 99
32.5 | CTS-MIC-TABL20 | Cisco TelePresence Table Microphone 20 | --- | 14 | 468 | 1 | 0% | 468 | 468
32.6 | CAB-PRESO-2HDMI | Presentation cable, HDMI to HDMI, 8 meter, gray | --- | 14 | 60 | 1 | 0% | 60 | 60
32.7 | CAB-2HDMI-2M | HDMI-HDMI cab, 2m auto expand | --- | 14 | 0 | 1 | 0% | 0 | 0
32.8 | BRKT-SX10-WMK | SX10 Wall Mount | --- | 14 | 0 | 1 | 0% | 0 | 0
32.9 | CAB-DV10-4M | 4 meter flat grey Ethernet cable for Touch 10 | --- | 21 | 0 | 1 | 0% | 0 | 0
32.1 | CAB-ETH-5M | Ethernet cable (5m) for auto expand | --- | 14 | 0 | 1 | 0% | 0 | 0
32.11 | CAB-DV10-8M- | 8 meter flat grey Ethernet cable for Touch 10 | --- | 21 | 0 | 1 | 0% | 0 | 0
32.12 | PWR-CORD-US-A | Pwr Cord US 1.8m Black YP-12 To YC-12 | --- | 14 | 0 | 1 | 0% | 0 | 0
32.13 | CTS-SX10NCODEC | SX10 Codec | --- | 14 | 0 | 1 | 0% | 0 | 0
32.14 | PWR-SX10-AC+ | Power supply for SX10 | --- | 14 | 0 | 1 | 0% | 0 | 0
32.15 | SW-S52030-CE8-K9 | SW Image for SX10 | --- | 14 | 0 | 1 | 0% | 0 | 0
32.16 | CTS-RMT-TRC6 | Remote Control TRC 6 | --- | 14 | 0 | 1 | 0% | 0 | 0
21 | CTS-QSC20-MIC= | Performance Microphone 20 | --- | 14 | 468 | 2 | 0% | 468 | 936
22 | CAB-MIC20-EXT= | Extension cable for the Performance microphone | --- | 14 | 30 | 4 | 0% | 30 | 120
Analog Gateways
| Part Number | Description | Service Duration (Months) | Lead Time | Unit List Price | Qty | Disc(%) | Unit Net Price | Extended Net Price
28 | VG310 | Modular 24 FXS Port VoIP Gateway with PVDM3-64 | --- | 56 | 5400 | 1 | 0% | 5400 | 5400
28.0.1 | CON-SNT-VG310ICV | SNTC-8X5XNBD Cisco VG310 - Modular 24 FXS Port Voice | 36 | N/A | 1347 | 1 | 0% | 1347 | 1347
28.1 | SVG3XUK9-15603M | Cisco VG3X0 UNIVERSAL | --- | 14 | 0 | 1 | 0% | 0 | 0
28.2 | MEM-CF-256MB | 256MB Compact Flash for Cisco 1900, 2900, 3900 ISR | --- | 14 | 0 | 1 | 0% | 0 | 0
28.3 | CAB-AC | AC Power Cord (North America), C13, NEMA 5-15P, 2.1m | --- | 14 | 0 | 1 | 0% | 0 | 0
28.4 | CAB-CONSOLE-USB | Console Cable 6 ft with USB Type A and mini-B | --- | 14 | 30 | 1 | 0% | 30 | 30
28.5 | HWIC-BLANK | Blank faceplate for HWIC slot on Cisco ISR | --- | 14 | 0 | 1 | 0% | 0 | 0
28.6 | PVDM3-64 | 64-channel high-density voice DSP module | --- | 14 | 0 | 1 | 0% | 0 | 0
28.7 | SL-VG3X0-IPB-K9 | Cisco VG3X0 IP Base License | --- | 14 | 0 | 1 | 0% | 0 | 0
28.8 | SL-VG3X0-UC-K9 | Cisco VG3X0 Unified Communications License | --- | 14 | 0 | 1 | 0% | 0 | 0
Access Points
| Part Number | Description | Service Duration (Months) | Lead Time | Unit List Price | Qty | Disc(%) | Unit Net Price | Extended Net Price
9 | AIR-AP3802I-BK910 | 802.11ac W2 10 AP w/CA; 4x4:3SS; Int Ant; mGig -B Domain | --- | 14 | 16500 | 2 | 0% | 16500 | 33000
9.1 | AIR-AP3802I-BBULK | BOM Level AP3800i Bulk PID for B Domain | --- | 14 | 0 | 20 | 0% | 0 | 0
9.2 | AIR-AP-BRACKET-1 | 802.11n AP Low Profile Mounting Bracket (Default) | --- | 14 | 0 | 20 | 0% | 0 | 0
9.3 | AIR-AP-T-RAIL-R | Ceiling Grid Clip for Aironet APs - Recessed Mount (Default) | --- | 14 | 0 | 20 | 0% | 0 | 0
9.4 | SW3802-CAPWAP-K9 | Cisco Aironet 3800 Series CAPWAP Software Image | --- | 14 | 0 | 20 | 0% | 0 | 0
LICENSES
| Part Number | Description | Service Duration (Months) | Lead Time | Unit List Price | Qty | Disc(%) | Unit Net Price | Extended Net Price
1 | INST-CDR-1 | Variphy Insight CDR - Call History, Call Accounting, Call Trace, Device Utilization | 12 |  | 7.7 | 110 | 0% | 7.7 | 847
APC UPS
| Part Number | Description | Service Duration (Months) | Lead Time | Unit List Price | Qty | Disc(%) | Unit Net Price | Extended Net Price
1 | SUA5000RMT5U | APC Smart-UPS 5000VA 208V Rackmount/Tower |  |  | 3150 | 6 |  | 3150 | 18900
2 | AP9626 | APC Step-Down Transformer RM 2U 208V IN 120V OUT |  |  | 599 | 4 |  | 599 | 2396
3 | AP9570 | Rack PDU Basic 1U 30A 208V Four C19s APC Basic Rack PDU input: 208V |  |  | 249.99 | 12 |  | 249.99 | 2999.88
4 | AP9877 | APC Power Cord C19 to C20 |  |  | 29.99 | 48 |  | 29.99 | 1439.52
5 | SMX1500RM2U | APC Smart-UPS X 1500VA Rack/Tower LCD 120V |  |  | 829 | 0 |  | 829 | 0
| AP9563 | APC Rack PDU, Basic, 1U, 20A, 120V, (10)5-20; 5-20P |  |  | 149.99 | 4 |  | 149.99 | 599.96
Note on B11: MA Ferguson: One Network Bundle with 4507, 3 UPOE/mGig blades, 10 pack 3802 WAPs
Note on B62: MA Ferguson: One Network Bundle with 4507, 4 UPOE/mGig blades, 10 pack 3802 WAPs
Note on B114: MA Ferguson: One Network Bundle with 4510, 5 UPOE/mGig blades, 10 pack 3802 WAPs
Note on B167: MA Ferguson: One Network Bundle with 4510, 6 UPOE/mGig blades, 10 pack 3802 WAPs
Note on B253: MA Ferguson: SX10

## Missouri-Cable
PROJECT: | MISSOURI CITY | [5 empty] | IDF1 | IDF2 | IDF3 | IDF4 | IDF5
Coop. Contract Number:
Part Number | Description | Length | Unit | Total Qty | Discount | Price | QTY | QTY | QTY | QTY | QTY | Extended Price
| MISCELLANEOUS | [5 empty] | 0 | 0 | 0 | 0 | 0
HLT3I-X0 | Panduit Tak-Ty Hook and loop cable ties, 12" length, HLT3I-X0, roll of 10 | 12" | Roll | 16 |  |  | 16 |  |  |  |  | 0
S100X150VAC | Panduit P1 Self-Laminating Label Cassettes for PanTher LS8E hand-held printer. 200 labels per package. | n/a | Cassette | 12 |  |  | 12 |  |  |  |  | 0
NWSLC-3Y | Panduit Orange cable identification sleeve for 3mm Simplex cable, 1" Length, Pack of 100 | n/a | Cassette | 1 |  |  | 1 |  |  |  |  | 0
| CABLES | [5 empty] | 0 | 0 | 0 | 0 | 0
CPCSSX2-0ZF005 | Commscope, Systimax solution, CAT6A, RJ45, Straight patch cable, No boot, Blue Color | 5 ft | Each | 0 | [7 empty] | 0
CPCSSX2-0ZF007 | Commscope, Systimax solution, CAT6A, RJ45, Straight patch cable, No boot, Blue Color | 7 ft | Each | 240 |  |  | 240 |  |  |  |  | 0
CPCSSX2-0ZF010 | Commscope, Systimax solution, CAT6A, RJ45, Straight patch cable, No boot, Blue Color | 10 ft | Each | 240 |  |  | 240 |  |  |  |  | 0
CPCSSX2-0ZF015 | Commscope, Systimax solution, CAT6A, RJ45, Straight patch cable, No boot, Blue Color | 15 ft | Each | 0 | [7 empty] | 0
CPCSSX2-0ZF020 | Commscope, Systimax solution, CAT6A, RJ45, Straight patch cable, No boot, Blue Color | 20 ft | Each | 0 | [7 empty] | 0
CPCSSX2-0ZF025 | Commscope, Systimax solution, CAT6A, RJ45, Straight patch cable, No boot, Blue Color | 25 ft | Each | 0 | [7 empty] | 0
CPCSSX2-0ZF030 | Commscope, Systimax solution, CAT6A, RJ45, Straight patch cable, No boot, Blue Color | 30 ft | Each | 0 | [7 empty] | 0
CPCSSX2-0ZF035 | Commscope, Systimax solution, CAT6A, RJ45, Straight patch cable, No boot, Blue Color | 35 ft | Each | 0 | [7 empty] | 0
CPC3312-03F005 | Commscope, Systimax solution, CAT6, RJ45, Straight patch cable, No boot, Gray Color | 5 ft | Each | 504 |  |  | 504 |  |  |  |  | 0
CPC3312-03F007 | Commscope, Systimax solution, CAT6, RJ45, Straight patch cable, No boot, Gray Color | 7 ft | Each | 216 |  |  | 216 |  |  |  |  | 0
CPC3312-03F010 | Commscope, Systimax solution, CAT6, RJ45, Straight patch cable, No boot, Gray Color | 10 ft | Each | 0 |  |  | 0 |  |  |  |  | 0
CPC3312-03F015 | Commscope, Systimax solution, CAT6, RJ45, Straight patch cable, No boot, Gray Color | 15 ft | Each | 180 |  |  | 180 |  |  |  |  | 0
CPC3312-03F020 | Commscope, Systimax solution, CAT6, RJ45, Straight patch cable, No boot, Gray Color | 20 ft | Each | 40 |  |  | 40 |  |  |  |  | 0
CPC3312-03F025 | Commscope, Systimax solution, CAT6, RJ45, Straight patch cable, No boot, Gray Color | 25 ft | Each | 180 |  |  | 180 |  |  |  |  | 0
CPC3312-03F030 | Commscope, Systimax solution, CAT6, RJ45, Straight patch cable, No boot, Gray Color | 30 ft | Each | 20 |  |  | 20 |  |  |  |  | 0
CPC3312-03F035 | Commscope, Systimax solution, CAT6, RJ45, Straight patch cable, No boot, Gray Color | 35 ft | Each | 20 |  |  | 20 |  |  |  |  | 0
CPC3312-03F050 | Commscope, Systimax solution, CAT6, RJ45, Straight patch cable, No boot, Gray Color | 50 ft | Each | 0 | [7 empty] | 0
CPC3312-07F007 | Commscope, Systimax solution, CAT6, RJ45, Straight patch cable, No boot, Red Color | 7 ft | Each | 43 |  |  | 43 |  |  |  |  | 0
CPC3312-07F020 | Commscope, Systimax solution, CAT6, RJ45, Straight patch cable, No boot, Red Color | 20 ft | Each | 43 |  |  | 43 |  |  |  |  | 0
CPC3312-07F035 | Commscope, Systimax solution, CAT6, RJ45, Straight patch cable, No boot, Red Color | 35 ft | Each | 22 |  |  | 22 |  |  |  |  | 0
| LC - SC | [5 empty] | 0 | 0 | 0 | 0 | 0
FEXLCSC42-MXF010 | Commscope, Systimax solution, LC - SC , 10Gb Duplex Multimode 50/125 OM4 fiber cable, Aqua color | 10 ft | Each | 24 |  |  | 24 |  |  |  |  | 0
FEXLCSC42-MXF015 | Commscope, Systimax solution, LC - SC , 10Gb Duplex Multimode 50/125 OM4 fiber cable, Aqua color | 15 ft | Each | 0 | [7 empty] | 0
FEXLCSC42-MXF020 | Commscope, Systimax solution, LC - SC , 10Gb Duplex Multimode 50/125 OM4 fiber cable, Aqua color | 20 ft | Each | 0 | [7 empty] | 0
FEXLCSC42-MXF025 | Commscope, Systimax solution, LC - SC , 10Gb Duplex Multimode 50/125 OM4 fiber cable, Aqua color | 25 ft | Each | 8 |  |  | 8 |  |  |  |  | 0
FEXLCSC42-MXF030 | Commscope, Systimax solution, LC - SC , 10Gb Duplex Multimode 50/125 OM4 fiber cable, Aqua color | 30 ft | Each | 0 | [7 empty] | 0
FEXLCSC42-MXF035 | Commscope, Systimax solution, LC - SC , 10Gb Duplex Multimode 50/125 OM4 fiber cable, Aqua color | 35 ft | Each | 0 | [7 empty] | 0
FEXLCSC42-MXF040 | Commscope, Systimax solution, LC - SC , 10Gb Duplex Multimode 50/125 OM4 fiber cable, Aqua color | 40 ft | Each | 0 | [7 empty] | 0
FEXLCSC42-MXF045 | Commscope, Systimax solution, LC - SC , 10Gb Duplex Multimode 50/125 OM4 fiber cable, Aqua color | 45 ft | Each | 0 | [7 empty] | 0
FEXLCSC42-MXF050 | Commscope, Systimax solution, LC - SC , 10Gb Duplex Multimode 50/125 OM4 fiber cable, Aqua color | 50 ft | Each | 0 | [7 empty] | 0
| LC - LC | [5 empty] | 0 | 0 | 0 | 0 | 0
FEXLCLC42-MXF010 | Commscope, Systimax solution, LC - LC , 10Gb Duplex Multimode 50/125 OM4 fiber cable, Aqua color | 10 ft | Each | 24 |  |  | 24 |  |  |  |  | 0
FEXLCLC42-MXF015 | Commscope, Systimax solution, LC - LC , 10Gb Duplex Multimode 50/125 OM4 fiber cable, Aqua color | 15 ft | Each | 0 | [7 empty] | 0
FEXLCLC42-MXF020 | Commscope, Systimax solution, LC - LC , 10Gb Duplex Multimode 50/125 OM4 fiber cable, Aqua color | 20 ft | Each | 0 | [7 empty] | 0
FEXLCLC42-MXF025 | Commscope, Systimax solution, LC - LC , 10Gb Duplex Multimode 50/125 OM4 fiber cable, Aqua color | 25 ft | Each | 16 |  |  | 16 |  |  |  |  | 0
FEXLCLC42-MXF030 | Commscope, Systimax solution, LC - LC , 10Gb Duplex Multimode 50/125 OM4 fiber cable, Aqua color | 30 ft | Each | 0 | [7 empty] | 0
FEXLCLC42-MXF035 | Commscope, Systimax solution, LC - LC , 10Gb Duplex Multimode 50/125 OM4 fiber cable, Aqua color | 35 ft | Each | 0 | [7 empty] | 0
FEXLCLC42-MXF040 | Commscope, Systimax solution, LC - LC , 10Gb Duplex Multimode 50/125 OM4 fiber cable, Aqua color | 40 ft | Each | 0 | [7 empty] | 0
FEXLCLC42-MXF045 | Commscope, Systimax solution, LC - LC , 10Gb Duplex Multimode 50/125 OM4 fiber cable, Aqua color | 45 ft | Each | 0 | [7 empty] | 0
FEXLCLC42-MXF050 | Commscope, Systimax solution, LC - LC , 10Gb Duplex Multimode 50/125 OM4 fiber cable, Aqua color | 50 ft | Each | 0 | [7 empty] | 0
| SC - SC | [5 empty] | 0 | 0 | 0 | 0 | 0
FEXSCSC42-MXF010 | Commscope, Systimax solution, SC - SC , 10Gb Duplex Multimode 50/125 OM4 fiber cable, Aqua color | 10 ft | Each | 0 | [7 empty] | 0
FEXSCSC42-MXF015 | Commscope, Systimax solution, SC - SC , 10Gb Duplex Multimode 50/125 OM4 fiber cable, Aqua color | 15 ft | Each | 0 | [7 empty] | 0
FEXSCSC42-MXF020 | Commscope, Systimax solution, SC - SC , 10Gb Duplex Multimode 50/125 OM4 fiber cable, Aqua color | 20 ft | Each | 0 | [7 empty] | 0
FEXSCSC42-MXF025 | Commscope, Systimax solution, SC - SC , 10Gb Duplex Multimode 50/125 OM4 fiber cable, Aqua color | 25 ft | Each | 0 | [7 empty] | 0
FEXSCSC42-MXF030 | Commscope, Systimax solution, SC - SC , 10Gb Duplex Multimode 50/125 OM4 fiber cable, Aqua color | 30 ft | Each | 0 | [7 empty] | 0
FEXSCSC42-MXF035 | Commscope, Systimax solution, SC - SC , 10Gb Duplex Multimode 50/125 OM4 fiber cable, Aqua color | 35 ft | Each | 0 | [7 empty] | 0
FEXSCSC42-MXF040 | Commscope, Systimax solution, SC - SC , 10Gb Duplex Multimode 50/125 OM4 fiber cable, Aqua color | 40 ft | Each | 0 | [7 empty] | 0
FEXSCSC42-MXF045 | Commscope, Systimax solution, SC - SC , 10Gb Duplex Multimode 50/125 OM4 fiber cable, Aqua color | 45 ft | Each | 0 | [7 empty] | 0
FEXSCSC42-MXF050 | Commscope, Systimax solution, SC - SC , 10Gb Duplex Multimode 50/125 OM4 fiber cable, Aqua color | 50 ft | Each | 0 | [7 empty] | 0
| LC - SC | [5 empty] | 0 | 0 | 0 | 0 | 0
FEWLCSC42-JXF010 | Commscope, Systimax solution, LC - SC , TERASPEED Singlemode 8.3/125 SM fiber cable, Yellow color | 10 ft | Each | 2 |  |  | 2 |  |  |  |  | 0
FEWLCSC42-JXF015 | Commscope, Systimax solution, LC - SC , TERASPEED Singlemode 8.3/125 SM fiber cable, Yellow color | 15 ft | Each | 0 | [7 empty] | 0
FEWLCSC42-JXF020 | Commscope, Systimax solution, LC - SC , TERASPEED Singlemode 8.3/125 SM fiber cable, Yellow color | 20 ft | Each | 0 | [7 empty] | 0
FEWLCSC42-JXF025 | Commscope, Systimax solution, LC - SC , TERASPEED Singlemode 8.3/125 SM fiber cable, Yellow color | 25 ft | Each | 2 |  |  | 2 |  |  |  |  | 0
FEWLCSC42-JXF030 | Commscope, Systimax solution, LC - SC , TERASPEED Singlemode 8.3/125 SM fiber cable, Yellow color | 30 ft | Each | 0 | [7 empty] | 0
FEWLCSC42-JXF035 | Commscope, Systimax solution, LC - SC , TERASPEED Singlemode 8.3/125 SM fiber cable, Yellow color | 35 ft | Each | 0 | [7 empty] | 0
FEWLCSC42-JXF040 | Commscope, Systimax solution, LC - SC , TERASPEED Singlemode 8.3/125 SM fiber cable, Yellow color | 40 ft | Each | 0 | [7 empty] | 0
FEWLCSC42-JXF045 | Commscope, Systimax solution, LC - SC , TERASPEED Singlemode 8.3/125 SM fiber cable, Yellow color | 45 ft | Each | 0 | [7 empty] | 0
FEWLCSC42-JXF050 | Commscope, Systimax solution, LC - SC , TERASPEED Singlemode 8.3/125 SM fiber cable, Yellow color | 50 ft | Each | 0 | [7 empty] | 0
| ANALOG | [5 empty] | 0 | 0 | 0 | 0 | 0
N154-050-C3 | TRIPPLITE - Cat3 25-Pair Telco Cable (RJ21 M to Open End), 50-ft. | 50 ft | Each | 0 | [7 empty] | 0
N154-100-C3 | TRIPPLITE - Cat3 25-Pair Telco Cable (RJ21 M to Open End), 100-ft. | 100 ft | Each | 0 | [7 empty] | 0
P110KB1005Y | Panduit PAN-PUNCH 110 - punch-down block | n/a | Each | 0 | [7 empty] | 0
25-3-PP-5-180 | ALLEN TEL 25-Pair Cable Assembly Two Plugs 180 style - 5FT | 50 ft | Each | 1 |  |  | 1 |  |  |  |  | 0
S700A110-B1-50 | Siemon's 50-pair pre-wired S110 block with legs | n/a | Each | 2 |  |  | 2 |  |  |  |  | 0
ELN25T-0025-MM | Blackbox CAT3 Telco Connector Cable (UTP), PVC (25-3-PP-25-GY) | 25 ft | Each | 0 | [7 empty] | 0
ELN25TP-0025-MM | Blackbox CAT3 Telco Connector Cable (UTP), PLENUM (25PP25PL3) | 25 ft | Each | 0 | [7 empty] | 0
ELN25T-0050-MM | Blackbox CAT3 Telco Connector Cable (UTP), PVC (25-3-PP-50-GY) | 50 ft | Each | 2 |  |  | 2 |  |  |  |  | 0
ELN25TP-0050-MM | Blackbox CAT3 Telco Connector Cable (UTP), PLENUM (25PP50PL3) | 50 ft | Each | 0 | [7 empty] | 0
S110P1-P1-15 | Siemon cable, 1 Pair Double Ended 110 Patchcord, 110 TO 110 | 15 ft | Each | 0 | [7 empty] | 0
S110P1-U1-15 | Siemon cable, 1 Pair Double Ended 110 Patchcord, 110 TO RJ11 | 15 ft | Each | 40 |  |  | 40 |  |  |  |  | 0
S110P1-U4-15 | Siemon cable, 1 Pair Double Ended 110 Patchcord, 110 TO RJ45 | 15 ft | Each | 0 | [7 empty] | 0
02970 | Cables2Go, RJ11 Modular Telephone Cable, RJ11 to RJ11, 7ft | 7ft | Each | 25 |  |  | 25 |  |  |  |  | 0
09590 | Cables2Go, RJ11 Modular Telephone Cable, RJ11 to RJ11, 14ft | 14ft | Each | 25 |  |  | 25 |  |  |  |  | 0
EYN7001BL-1000 | Blackbox Cross-Connect Wire, 1 Pair, White/Blue w Blue - 1000ft | 1000 ft | Each | 5 |  |  | 5 |  |  |  |  | 0
0

## WHI-Network
Project: |  | WEST HOUSTON INSTITUTE
|  | Coop. Contract Number: | Cisco Hardware Discount:
Cisco Smartnet Discount:
|  |  | Total Extended Net Price : |  |  |  |  | 1441439.35
Network Switches and Wireless
| Part Number | Description | Service Duration (Months) | Lead Time | Unit List Price | Qty | Discount | Unit Net Price | Extended Price
MDF 1029 - 1st Floor - One Network Bundle with 4507, 3 UPOE/mGig blades, 10 pack 3802 WAPs - (VSS-1)
4 | ONENTWK-EN-07-10 | 4507+2xSUP8e, 2x4748-UPoE,10P Bundle | --- | N/A | 0 | 1 | 0% | 0 | 0
4.1 | C1-AIR-K9 | Cisco ONE Access - Wireless - CHOOSE ONLY QTY 1 HERE | --- | 21 | 0 | 1 | 0% | 0 | 0
4.1.0.1 | CON-ECMU-C1AIRK | SWSS UPGRADES Cisco ONE - Wireless | 36 | N/A | 0 | 1 | 0% | 0 | 0
4.1.1 | DNA-VOUCHER | Tracker Eligibility SKU for DNA Offers | --- | 14 | 0 | 1 | 0% | 0 | 0
4.1.2 | C1-MSE-PAK | Cisco ONE MSE License PAK | --- | 14 | 0 | 1 | 0% | 0 | 0
4.1.3 | C1FPAIRK9 | Cisco ONE Foundation Perpetual - Wireless | --- | 21 | 255.5 | 10 | 0% | 255.5 | 2555
4.1.3.0.1 | CON-ECMU-C1FPAIR | SWSS UPGRADES C1 Foundation Perpetual - Wireless | 36 | N/A | 159 | 10 | 0% | 159 | 1590
4.1.4 | C1-WLC-1 | Cisco ONE Wireless LAN Controller AP License (any WLC) | --- | 21 | 0 | 10 | 0% | 0 | 0
4.1.5 | C1-WLC-PAK | Cisco ONE Wireless LAN Controller AP License PAK (any WLC) | --- | 21 | 0 | 1 | 0% | 0 | 0
4.1.6 | C1-PI-LFAS-AP-K9 | Cisco ONE PI Device License for LF & AS for WLAN | --- | 21 | 0 | 10 | 0% | 0 | 0
4.1.7 | C1-ISE-BASE-AP | Cisco ONE Identity Services Engine 25 EndPoint Base Lic | --- | 14 | 0 | 10 | 0% | 0 | 0
4.1.8 | C1-MSE-LS-1 | Cisco ONE CMX Base (Location + Connect) - 1AP license | --- | 14 | 0 | 10 | 0% | 0 | 0
4.1.9 | C1-CEM-25-K9 | Cisco ONE Energy Mgmt Perpetual Lic - 25 DO End Points | --- | 14 | 0 | 10 | 0% | 0 | 0
4.1.10 | C1-LC-5-1Y | Cisco ONE StealthWatch 5 FPS Lic 1 YR | --- | 21 | 0 | 10 | 0% | 0 | 0
4.1.11 | C1F1VAIR-03 | Tracker PID v03 Fnd Perpetual AIR - no delivery | --- | 21 | 0 | 1 | 0% | 0 | 0
4.2 | C1-CAT-UPG | Cisco ONE Upg for Catalyst Switches - CHOOSE ONLY QTY 1 HERE | --- | 14 | 0 | 1 | 0% | 0 | 0
4.2.0.1 | CON-ECMU-C1CATUPG | SWSS UPGRADES Cisco ONE Upgrade for Catalyst Switches | 36 | N/A | 0 | 1 | 0% | 0 | 0
4.2.1 | C1FBUCAT4500R | Cisco ONE Foundation Perpetual Cat4500 (Redundant Sup) | --- | 21 | 200 | 1 | 0% | 200 | 200
4.2.1.0.1 | CON-ECMU-C1FBUCAT | SWSS UPGRADES Cisco ONE Foundation | 36 | N/A | 114 | 1 | 0% | 114 | 114
4.2.2 | C1-R-C4500E-IPBLIC | Cisco ONE IP Base (reference, no lic) | --- | 14 | 0 | 1 | 0% | 0 | 0
4.2.3 | C1-PI-LFAS-4K6K-K9 | Cisco ONE PI Device License for LF & AS for Cat 4k, 6k | --- | 21 | 0 | 1 | 0% | 0 | 0
4.2.4 | C1-ISE-BASE-CAT4K | Cisco ONE Identity Services Engine 150 EndPoint Base Lic | --- | 14 | 0 | 1 | 0% | 0 | 0
4.2.5 | C1-EGW-150-K9 | Cisco ONE Energy Mgmt Perpetual Lic - 150 DO End Points | --- | 14 | 0 | 1 | 0% | 0 | 0
4.2.6 | C1FBVCAT4500S-02 | Tracker PID v02 Fnd Perpetual CAT4500S - no delivery | --- | 14 | 0 | 1 | 0% | 0 | 0
4.2.7 | C1AAUCAT4500X | Cisco ONE Upg-to Advanced Perpetual Cat4500X 32P Std | --- | 21 | 0 | 1 | 0% | 0 | 0
4.2.7.0.1 | CON-ECMU-C1AA4500X | SWSS UPGRADES C1 Advanced Perpetual Cat4500X 32P Std | 36 | N/A | 3600 | 1 | 0% | 3600 | 3600
4.2.8 | C1-R-C4500X-ES | Cisco ONE 4500X 32P Ent Services Lic Perpetual (Ref, No Lic) | --- | 14 | 0 | 1 | 0% | 0 | 0
4.3 | WS-C4507R+E | Catalyst4500E 7 slot chassis for 48Gbps/slot, fan, no ps | --- | 21 | 5106.35 | 1 | 0% | 5106.35 | 5106.35
4.3.0.1 | CON-SNT-C4507R+E | SNTC-8X5XNBD Catalyst4500E 7 slot chassis for 48Gbps | 36 | N/A | 8280 | 1 | 0% | 8280 | 8280
4.3.1 | S45EUK9-S8-38E | CAT4500e SUP8e Universal Crypto Image | --- | 14 | 0 | 1 | 0% | 0 | 0
4.3.2 | C4500E-IP-ES | Paper IP to Ent Services License | --- | 14 | 7296.35 | 1 | 0% | 7296.35 | 7296.35
4.3.3 | FNF-AP | 90 Day Full Functionality Trial of LiveAction software | --- | 14 | 0 | 1 | 0% | 0 | 0
4.3.4 | EW-JX-50SW | Key for Cisco EnergyWise Mgmt (JouleX) 45-day trial License | --- | 14 | 0 | 1 | 0% | 0 | 0
4.3.5 | WS-X45-SUP8-E | Catalyst 4500 E-Series Supervisor 8-E | --- | 14 | 14596.35 | 1 | 0% | 14596.35 | 14596.35
4.3.6 | WS-X45-SUP8-E/2 | Catalyst 4500 E-Series Redundant Supervisor 8-E | --- | 14 | 14596.35 | 1 | 0% | 14596.35 | 14596.35
4.3.7 | WS-X4748-12X48U+E | Catalyst 4500E 48-Port UPOE w/ 12p mGig and 36p 10/100/1000 | --- | 14 | 7296.35 | 1 | 0% | 7296.35 | 7296.35
4.3.8 | WS-X4748-12X48U+E | Catalyst 4500E 48-Port UPOE w/ 12p mGig and 36p 10/100/1000 | --- | 14 | 7296.35 | 1 | 0% | 7296.35 | 7296.35
4.3.9 | WS-X4748-12X48U+E | Catalyst 4500E 48-Port UPOE w/ 12p mGig and 36p 10/100/1000 | --- | 14 | 7296.35 | 1 | 0% | 7296.35 | 7296.35
4.3.10 | PWR-C45-6000ACV | Catalyst 4500 6000W AC dual input Power Supply (Data + PoE) | --- | 14 | 2916.35 | 1 | 0% | 2916.35 | 2916.35
4.3.11 | CAB-AC-2800W-TWLK | U.S. Power Cord, Twist Lock, NEMA 6-20 Plug | --- | 14 | 0 | 4 | 0% | 0 | 0
4.3.12 | PWR-C45-6000ACV/2 | Catalyst 4500 6000W AC dual input Power Supply (Data + PoE) | --- | 14 | 2916.35 | 1 | 0% | 2916.35 | 2916.35
4.3.13 | C4K-SLOT-CVR-E | Catalyst 4500 E-Series Family Slot Cover | --- | 14 | 0 | 2 | 0% | 0 | 0
4.4 | AIR-AP3802I-BK910 | 802.11ac W2 10 AP w/CA; 4x4:3SS; Int Ant; mGig -B Domain | --- | 35 | 13530 | 1 | 0% | 13530 | 13530
4.4.0.1 | CON-SNT-AIR8K910 | SNTC-8X5XNBD 802.11ac W2 10 AP w/CA; 4x4:3SS; Int Ant | 36 | N/A | 0 | 1 | 0% | 0 | 0
4.4.1 | SW3802-CAPWAP-K9 | Cisco Aironet 3800 Series CAPWAP Software Image | --- | 14 | 0 | 10 | 0% | 0 | 0
4.4.2 | AIR-AP-BRACKET-1 | 802.11n AP Low Profile Mounting Bracket (Default) | --- | 14 | 0 | 10 | 0% | 0 | 0
4.4.3 | AIR-AP-T-RAIL-R | Ceiling Grid Clip for Aironet APs - Recessed Mount (Default) | --- | 14 | 0 | 10 | 0% | 0 | 0
4.4.4 | AIR-AP3802I-BBULK | BOM Level AP3800i Bulk PID for B Domain | --- | 14 | 0 | 10 | 0% | 0 | 0
4.4.4.0.1 | CON-SNT-AIR2BULK | SNTC-8X5XNBD BOM Level AP3800i Bulk PID for -B Domain | 36 | N/A | 198 | 10 | 0% | 198 | 1980
MDF 1029 - 1st Floor - One Network Bundle with 4507, 4 UPOE/mGig blades, 10 pack 3802 WAPs - (VSS-2)
5 | ONENTWK-EN-07-10 | 4507+2xSUP8e, 2x4748-UPoE,10P Bundle | --- | N/A | 0 | 1 | 0% | 0 | 0
5.1 | C1-AIR-K9 | Cisco ONE Access - Wireless - CHOOSE ONLY QTY 1 HERE | --- | 21 | 0 | 1 | 0% | 0 | 0
5.1.0.1 | CON-ECMU-C1AIRK | SWSS UPGRADES Cisco ONE - Wireless | 36 | N/A | 0 | 1 | 0% | 0 | 0
5.1.1 | DNA-VOUCHER | Tracker Eligibility SKU for DNA Offers | --- | 14 | 0 | 1 | 0% | 0 | 0
5.1.2 | C1-MSE-PAK | Cisco ONE MSE License PAK | --- | 14 | 0 | 1 | 0% | 0 | 0
5.1.3 | C1FPAIRK9 | Cisco ONE Foundation Perpetual - Wireless | --- | 21 | 255.5 | 10 | 0% | 255.5 | 2555
5.1.3.0.1 | CON-ECMU-C1FPAIR | SWSS UPGRADES C1 Foundation Perpetual - Wireless | 36 | N/A | 159 | 10 | 0% | 159 | 1590
5.1.4 | C1-WLC-1 | Cisco ONE Wireless LAN Controller AP License (any WLC) | --- | 21 | 0 | 10 | 0% | 0 | 0
5.1.5 | C1-WLC-PAK | Cisco ONE Wireless LAN Controller AP License PAK (any WLC) | --- | 21 | 0 | 1 | 0% | 0 | 0
5.1.6 | C1-PI-LFAS-AP-K9 | Cisco ONE PI Device License for LF & AS for WLAN | --- | 21 | 0 | 10 | 0% | 0 | 0
5.1.7 | C1-ISE-BASE-AP | Cisco ONE Identity Services Engine 25 EndPoint Base Lic | --- | 14 | 0 | 10 | 0% | 0 | 0
5.1.8 | C1-MSE-LS-1 | Cisco ONE CMX Base (Location + Connect) - 1AP license | --- | 14 | 0 | 10 | 0% | 0 | 0
5.1.9 | C1-CEM-25-K9 | Cisco ONE Energy Mgmt Perpetual Lic - 25 DO End Points | --- | 14 | 0 | 10 | 0% | 0 | 0
5.1.10 | C1-LC-5-1Y | Cisco ONE StealthWatch 5 FPS Lic 1 YR | --- | 21 | 0 | 10 | 0% | 0 | 0
5.1.11 | C1F1VAIR-03 | Tracker PID v03 Fnd Perpetual AIR - no delivery | --- | 21 | 0 | 1 | 0% | 0 | 0
5.2 | C1-CAT-UPG | Cisco ONE Upg for Catalyst Switches - CHOOSE ONLY QTY 1 HERE | --- | 14 | 0 | 1 | 0% | 0 | 0
5.2.0.1 | CON-ECMU-C1CATUPG | SWSS UPGRADES Cisco ONE Upgrade for Catalyst Switches | 36 | N/A | 0 | 1 | 0% | 0 | 0
5.2.1 | C1FBUCAT4500R | Cisco ONE Foundation Perpetual Cat4500 (Redundant Sup) | --- | 21 | 200 | 1 | 0% | 200 | 200
5.2.1.0.1 | CON-ECMU-C1FBUCAT | SWSS UPGRADES Cisco ONE Foundation | 36 | N/A | 114 | 1 | 0% | 114 | 114
5.2.2 | C1-R-C4500E-IPBLIC | Cisco ONE IP Base (reference, no lic) | --- | 14 | 0 | 1 | 0% | 0 | 0
5.2.3 | C1-PI-LFAS-4K6K-K9 | Cisco ONE PI Device License for LF & AS for Cat 4k, 6k | --- | 21 | 0 | 1 | 0% | 0 | 0
5.2.4 | C1-ISE-BASE-CAT4K | Cisco ONE Identity Services Engine 150 EndPoint Base Lic | --- | 14 | 0 | 1 | 0% | 0 | 0
5.2.5 | C1-EGW-150-K9 | Cisco ONE Energy Mgmt Perpetual Lic - 150 DO End Points | --- | 14 | 0 | 1 | 0% | 0 | 0
5.2.6 | C1FBVCAT4500S-02 | Tracker PID v02 Fnd Perpetual CAT4500S - no delivery | --- | 14 | 0 | 1 | 0% | 0 | 0
5.2.7 | C1AAUCAT4500X | Cisco ONE Upg-to Advanced Perpetual Cat4500X 32P Std | --- | 21 | 0 | 1 | 0% | 0 | 0
5.2.7.0.1 | CON-ECMU-C1AA4500X | SWSS UPGRADES C1 Advanced Perpetual Cat4500X 32P Std | 36 | N/A | 3600 | 1 | 0% | 3600 | 3600
5.2.8 | C1-R-C4500X-ES | Cisco ONE 4500X 32P Ent Services Lic Perpetual (Ref, No Lic) | --- | 14 | 0 | 1 | 0% | 0 | 0
5.3 | WS-C4507R+E | Catalyst4500E 7 slot chassis for 48Gbps/slot, fan, no ps | --- | 21 | 5106.35 | 1 | 0% | 5106.35 | 5106.35
5.3.0.1 | CON-SNT-C4507R+E | SNTC-8X5XNBD Catalyst4500E 7 slot chassis for 48Gbps | 36 | N/A | 8280 | 1 | 0% | 8280 | 8280
5.3.1 | S45EUK9-S8-38E | CAT4500e SUP8e Universal Crypto Image | --- | 14 | 0 | 1 | 0% | 0 | 0
5.3.2 | C4500E-IP-ES | Paper IP to Ent Services License | --- | 14 | 7296.35 | 1 | 0% | 7296.35 | 7296.35
5.3.3 | FNF-AP | 90 Day Full Functionality Trial of LiveAction software | --- | 14 | 0 | 1 | 0% | 0 | 0
5.3.4 | EW-JX-50SW | Key for Cisco EnergyWise Mgmt (JouleX) 45-day trial License | --- | 14 | 0 | 1 | 0% | 0 | 0
5.3.5 | WS-X45-SUP8-E | Catalyst 4500 E-Series Supervisor 8-E | --- | 14 | 14596.35 | 1 | 0% | 14596.35 | 14596.35
5.3.6 | WS-X45-SUP8-E/2 | Catalyst 4500 E-Series Redundant Supervisor 8-E | --- | 14 | 14596.35 | 1 | 0% | 14596.35 | 14596.35
5.3.7 | WS-X4748-12X48U+E | Catalyst 4500E 48-Port UPOE w/ 12p mGig and 36p 10/100/1000 | --- | 14 | 7296.35 | 1 | 0% | 7296.35 | 7296.35
5.3.8 | WS-X4748-12X48U+E | Catalyst 4500E 48-Port UPOE w/ 12p mGig and 36p 10/100/1000 | --- | 14 | 7296.35 | 1 | 0% | 7296.35 | 7296.35
5.3.9 | WS-X4748-12X48U+E | Catalyst 4500E 48-Port UPOE w/ 12p mGig and 36p 10/100/1000 | --- | 14 | 7296.35 | 1 | 0% | 7296.35 | 7296.35
5.3.10 | WS-X4748-12X48U+E | Catalyst 4500E 48-Port UPOE w/ 12p mGig and 36p 10/100/1000 | --- | 14 | 7296.35 | 1 | 0% | 7296.35 | 7296.35
5.3.11 | PWR-C45-6000ACV | Catalyst 4500 6000W AC dual input Power Supply (Data + PoE) | --- | 14 | 2916.35 | 1 | 0% | 2916.35 | 2916.35
5.3.12 | CAB-AC-2800W-TWLK | U.S. Power Cord, Twist Lock, NEMA 6-20 Plug | --- | 14 | 0 | 4 | 0% | 0 | 0
5.3.13 | PWR-C45-6000ACV/2 | Catalyst 4500 6000W AC dual input Power Supply (Data + PoE) | --- | 14 | 2916.35 | 1 | 0% | 2916.35 | 2916.35
5.3.14 | C4K-SLOT-CVR-E | Catalyst 4500 E-Series Family Slot Cover | --- | 14 | 0 | 1 | 0% | 0 | 0
5.4 | AIR-AP3802I-BK910 | 802.11ac W2 10 AP w/CA; 4x4:3SS; Int Ant; mGig -B Domain | --- | 35 | 13530 | 1 | 0% | 13530 | 13530
5.4.0.1 | CON-SNT-AIR8K910 | SNTC-8X5XNBD 802.11ac W2 10 AP w/CA; 4x4:3SS; Int Ant | 36 | N/A | 0 | 1 | 0% | 0 | 0
5.4.1 | SW3802-CAPWAP-K9 | Cisco Aironet 3800 Series CAPWAP Software Image | --- | 14 | 0 | 10 | 0% | 0 | 0
5.4.2 | AIR-AP-BRACKET-1 | 802.11n AP Low Profile Mounting Bracket (Default) | --- | 14 | 0 | 10 | 0% | 0 | 0
5.4.3 | AIR-AP-T-RAIL-R | Ceiling Grid Clip for Aironet APs - Recessed Mount (Default) | --- | 14 | 0 | 10 | 0% | 0 | 0
5.4.4 | AIR-AP3802I-BBULK | BOM Level AP3800i Bulk PID for B Domain | --- | 14 | 0 | 10 | 0% | 0 | 0
5.4.4.0.1 | CON-SNT-AIR2BULK | SNTC-8X5XNBD BOM Level AP3800i Bulk PID for -B Domain | 36 | N/A | 198 | 10 | 0% | 198 | 1980
IDF 1026 - 1st Floor - One Network Bundle with 4510, 7 UPOE/mGig blades, 10 pack 3802 WAPs - (VSS-1)
10 | ONENTWK-ENT-10-10 | 4510,2xSUP8e, 4x4748-UPoE,10AP Bundle | --- | N/A | 0 | 1 | 0% | 0 | 0
10.1 | C1-AIR-K9 | Cisco ONE Access - Wireless - CHOOSE ONLY QTY 1 HERE | --- | 21 | 0 | 1 | 0% | 0 | 0
10.1.0.1 | CON-ECMU-C1AIRK | SWSS UPGRADES Cisco ONE - Wireless | 36 | N/A | 0 | 1 | 0% | 0 | 0
10.1.1 | DNA-VOUCHER | Tracker Eligibility SKU for DNA Offers | --- | 14 | 0 | 1 | 0% | 0 | 0
10.1.2 | C1-MSE-PAK | Cisco ONE MSE License PAK | --- | 14 | 0 | 1 | 0% | 0 | 0
10.1.3 | C1FPAIRK9 | Cisco ONE Foundation Perpetual - Wireless | --- | 21 | 266 | 10 | 0% | 266 | 2660
10.1.3.0.1 | CON-ECMU-C1FPAIR | SWSS UPGRADES C1 Foundation Perpetual - Wireless | 36 | N/A | 159 | 10 | 0% | 159 | 1590
10.1.4 | C1-WLC-1 | Cisco ONE Wireless LAN Controller AP License (any WLC) | --- | 21 | 0 | 10 | 0% | 0 | 0
10.1.5 | C1-WLC-PAK | Cisco ONE Wireless LAN Controller AP License PAK (any WLC) | --- | 21 | 0 | 1 | 0% | 0 | 0
10.1.6 | C1-PI-LFAS-AP-K9 | Cisco ONE PI Device License for LF & AS for WLAN | --- | 21 | 0 | 10 | 0% | 0 | 0
10.1.7 | C1-ISE-BASE-AP | Cisco ONE Identity Services Engine 25 EndPoint Base Lic | --- | 14 | 0 | 10 | 0% | 0 | 0
10.1.8 | C1-MSE-LS-1 | Cisco ONE CMX Base (Location + Connect) - 1AP license | --- | 14 | 0 | 10 | 0% | 0 | 0
10.1.9 | C1-CEM-25-K9 | Cisco ONE Energy Mgmt Perpetual Lic - 25 DO End Points | --- | 14 | 0 | 10 | 0% | 0 | 0
10.1.10 | C1-LC-5-1Y | Cisco ONE StealthWatch 5 FPS Lic 1 YR | --- | 21 | 0 | 10 | 0% | 0 | 0
10.1.11 | C1F1VAIR-03 | Tracker PID v03 Fnd Perpetual AIR - no delivery | --- | 21 | 0 | 1 | 0% | 0 | 0
10.2 | C1-CAT-UPG | Cisco ONE Upg for Catalyst Switches - CHOOSE ONLY QTY 1 HERE | --- | 14 | 0 | 1 | 0% | 0 | 0
10.2.0.1 | CON-ECMU-C1CATUPG | SWSS UPGRADES Cisco ONE Upgrade for Catalyst Switches | 36 | N/A | 0 | 1 | 0% | 0 | 0
10.2.1 | C1FBUCAT4500R | Cisco ONE Foundation Perpetual Cat4500 (Redundant Sup) | --- | 21 | 200 | 1 | 0% | 200 | 200
10.2.1.0.1 | CON-ECMU-C1FBUCAT | SWSS UPGRADES Cisco ONE Foundation | 36 | N/A | 114 | 1 | 0% | 114 | 114
10.2.2 | C1-R-C4500E-IPBLIC | Cisco ONE IP Base (reference, no lic) | --- | 14 | 0 | 1 | 0% | 0 | 0
10.2.3 | C1-PI-LFAS-4K6K-K9 | Cisco ONE PI Device License for LF & AS for Cat 4k, 6k | --- | 21 | 0 | 1 | 0% | 0 | 0
10.2.4 | C1-ISE-BASE-CAT4K | Cisco ONE Identity Services Engine 150 EndPoint Base Lic | --- | 14 | 0 | 1 | 0% | 0 | 0
10.2.5 | C1-EGW-150-K9 | Cisco ONE Energy Mgmt Perpetual Lic - 150 DO End Points | --- | 14 | 0 | 1 | 0% | 0 | 0
10.2.6 | C1FBVCAT4500S-02 | Tracker PID v02 Fnd Perpetual CAT4500S - no delivery | --- | 14 | 0 | 1 | 0% | 0 | 0
10.2.7 | C1ABUCAT4500S | Cisco ONE Upg-to Advanced Cat4500 Bundles Std | --- | 21 | 0 | 1 | 0% | 0 | 0
10.2.7.0.1 | CON-ECMU-C1ABC45S | SWSS UPGRADES C1 Advd Perpetual Cat4500 Bndls Std | 36 | N/A | 4500 | 1 | 0% | 4500 | 4500
10.2.8 | C1-R-C4500E-ES | Cisco ONE Ent Services (Reference, No License) | --- | 14 | 0 | 1 | 0% | 0 | 0
10.3 | WS-C4510R+E | Catalyst 4500E 10 slot chassis for 48Gbps/slot, fan, no ps | --- | 14 | 7596.2 | 1 | 0% | 7596.2 | 7596.2
10.3.0.1 | CON-SNT-C4510R+E | SNTC-8X5XNBD Catalyst 4500E 10 slot chassis for 48Gbp | 36 | N/A | 15750 | 1 | 0% | 15750 | 15750
10.3.1 | S45EUK9-S8-38E | CAT4500e SUP8e Universal Crypto Image | --- | 14 | 0 | 1 | 0% | 0 | 0
10.3.2 | C4K-SLOT-CVR-E | Catalyst 4500 E-Series Family Slot Cover | --- | 14 | 0 | 1 | 0% | 0 | 0
10.3.3 | C4500E-IP-ES | Paper IP to Ent Services License | --- | 14 | 7596.2 | 1 | 0% | 7596.2 | 7596.2
10.3.4 | FNF-AP | 90 Day Full Functionality Trial of LiveAction software | --- | 14 | 0 | 1 | 0% | 0 | 0
10.3.5 | EW-JX-50SW | Key for Cisco EnergyWise Mgmt (JouleX) 45-day trial License | --- | 14 | 0 | 1 | 0% | 0 | 0
10.3.6 | WS-X45-SUP8-E | Catalyst 4500 E-Series Supervisor 8-E | --- | 14 | 15196.2 | 1 | 0% | 15196.2 | 15196.2
10.3.7 | WS-X45-SUP8-E/2 | Catalyst 4500 E-Series Redundant Supervisor 8-E | --- | 14 | 15196.2 | 1 | 0% | 15196.2 | 15196.2
10.3.8 | WS-X4748-12X48U+E | Catalyst 4500E 48-Port UPOE w/ 12p mGig and 36p 10/100/1000 | --- | 14 | 7596.2 | 1 | 0% | 7596.2 | 7596.2
10.3.9 | WS-X4748-12X48U+E | Catalyst 4500E 48-Port UPOE w/ 12p mGig and 36p 10/100/1000 | --- | 14 | 7596.2 | 1 | 0% | 7596.2 | 7596.2
10.3.10 | WS-X4748-12X48U+E | Catalyst 4500E 48-Port UPOE w/ 12p mGig and 36p 10/100/1000 | --- | 14 | 7596.2 | 1 | 0% | 7596.2 | 7596.2
10.3.11 | WS-X4748-12X48U+E | Catalyst 4500E 48-Port UPOE w/ 12p mGig and 36p 10/100/1000 | --- | 14 | 7596.2 | 1 | 0% | 7596.2 | 7596.2
10.3.12 | WS-X4748-12X48U+E | Catalyst 4500E 48-Port UPOE w/ 12p mGig and 36p 10/100/1000 | --- | 14 | 7596.2 | 1 | 0% | 7596.2 | 7596.2
10.3.13 | WS-X4748-12X48U+E | Catalyst 4500E 48-Port UPOE w/ 12p mGig and 36p 10/100/1000 | --- | 14 | 7596.2 | 1 | 0% | 7596.2 | 7596.2
10.3.14 | WS-X4748-12X48U+E | Catalyst 4500E 48-Port UPOE w/ 12p mGig and 36p 10/100/1000 | --- | 14 | 7596.2 | 1 | 0% | 7596.2 | 7596.2
10.3.15 | PWR-C45-9000ACV | Catalyst 4500E 9000W AC triple input Power Supply (Data + Po | --- | 14 | 4556.2 | 1 | 0% | 4556.2 | 4556.2
10.3.16 | CAB-AC-2800W-TWLK | U.S. Power Cord, Twist Lock, NEMA 6-20 Plug | --- | 14 | 0 | 6 | 0% | 0 | 0
10.3.17 | PWR-C45-9000ACV/2 | Catalyst 4500E 9000W AC triple input Power Supply (Data + Po | --- | 14 | 4556.2 | 1 | 0% | 4556.2 | 4556.2
10.4 | AIR-AP3802I-BK910 | 802.11ac W2 10 AP w/CA; 4x4:3SS; Int Ant; mGig -B Domain | --- | 14 | 13530 | 1 | 0% | 13530 | 13530
10.4.0.1 | CON-SNT-AIR8K910 | SNTC-8X5XNBD 802.11ac W2 10 AP w/CA; 4x4:3SS; Int Ant | 36 | N/A | 0 | 1 | 0% | 0 | 0
10.4.1 | SW3802-CAPWAP-K9 | Cisco Aironet 3800 Series CAPWAP Software Image | --- | 14 | 0 | 10 | 0% | 0 | 0
10.4.2 | AIR-AP-BRACKET-1 | 802.11n AP Low Profile Mounting Bracket (Default) | --- | 14 | 0 | 10 | 0% | 0 | 0
10.4.3 | AIR-AP-T-RAIL-R | Ceiling Grid Clip for Aironet APs - Recessed Mount (Default) | --- | 14 | 0 | 10 | 0% | 0 | 0
10.4.4 | AIR-AP3802I-BBULK | BOM Level AP3800i Bulk PID for B Domain | --- | 14 | 0 | 10 | 0% | 0 | 0
10.4.4.0.1 | CON-SNT-AIR2BULK | SNTC-8X5XNBD BOM Level AP3800i Bulk PID for -B Domain | 36 | N/A | 198 | 10 | 0% | 198 | 1980
IDF 1026 - 1st Floor - One Network Bundle with 4510, 5 UPOE/mGig blades, 10 pack 3802 WAPs - (VSS-2)
8 | ONENTWK-ENT-10-10 | 4510,2xSUP8e, 4x4748-UPoE,10AP Bundle | --- | N/A | 0 | 1 | 0% | 0 | 0
8.1 | C1-AIR-K9 | Cisco ONE Access - Wireless - CHOOSE ONLY QTY 1 HERE | --- | 21 | 0 | 1 | 0% | 0 | 0
8.1.0.1 | CON-ECMU-C1AIRK | SWSS UPGRADES Cisco ONE - Wireless | 36 | N/A | 0 | 1 | 0% | 0 | 0
8.1.1 | DNA-VOUCHER | Tracker Eligibility SKU for DNA Offers | --- | 14 | 0 | 1 | 0% | 0 | 0
8.1.2 | C1-MSE-PAK | Cisco ONE MSE License PAK | --- | 14 | 0 | 1 | 0% | 0 | 0
8.1.3 | C1FPAIRK9 | Cisco ONE Foundation Perpetual - Wireless | --- | 21 | 266 | 10 | 0% | 266 | 2660
8.1.3.0.1 | CON-ECMU-C1FPAIR | SWSS UPGRADES C1 Foundation Perpetual - Wireless | 36 | N/A | 159 | 10 | 0% | 159 | 1590
8.1.4 | C1-WLC-1 | Cisco ONE Wireless LAN Controller AP License (any WLC) | --- | 21 | 0 | 10 | 0% | 0 | 0
8.1.5 | C1-WLC-PAK | Cisco ONE Wireless LAN Controller AP License PAK (any WLC) | --- | 21 | 0 | 1 | 0% | 0 | 0
8.1.6 | C1-PI-LFAS-AP-K9 | Cisco ONE PI Device License for LF & AS for WLAN | --- | 21 | 0 | 10 | 0% | 0 | 0
8.1.7 | C1-ISE-BASE-AP | Cisco ONE Identity Services Engine 25 EndPoint Base Lic | --- | 14 | 0 | 10 | 0% | 0 | 0
8.1.8 | C1-MSE-LS-1 | Cisco ONE CMX Base (Location + Connect) - 1AP license | --- | 14 | 0 | 10 | 0% | 0 | 0
8.1.9 | C1-CEM-25-K9 | Cisco ONE Energy Mgmt Perpetual Lic - 25 DO End Points | --- | 14 | 0 | 10 | 0% | 0 | 0
8.1.10 | C1-LC-5-1Y | Cisco ONE StealthWatch 5 FPS Lic 1 YR | --- | 21 | 0 | 10 | 0% | 0 | 0
8.1.11 | C1F1VAIR-03 | Tracker PID v03 Fnd Perpetual AIR - no delivery | --- | 21 | 0 | 1 | 0% | 0 | 0
8.2 | C1-CAT-UPG | Cisco ONE Upg for Catalyst Switches - CHOOSE ONLY QTY 1 HERE | --- | 14 | 0 | 1 | 0% | 0 | 0
8.2.0.1 | CON-ECMU-C1CATUPG | SWSS UPGRADES Cisco ONE Upgrade for Catalyst Switches | 36 | N/A | 0 | 1 | 0% | 0 | 0
8.2.1 | C1FBUCAT4500R | Cisco ONE Foundation Perpetual Cat4500 (Redundant Sup) | --- | 21 | 200 | 1 | 0% | 200 | 200
8.2.1.0.1 | CON-ECMU-C1FBUCAT | SWSS UPGRADES Cisco ONE Foundation | 36 | N/A | 114 | 1 | 0% | 114 | 114
8.2.2 | C1-R-C4500E-IPBLIC | Cisco ONE IP Base (reference, no lic) | --- | 14 | 0 | 1 | 0% | 0 | 0
8.2.3 | C1-PI-LFAS-4K6K-K9 | Cisco ONE PI Device License for LF & AS for Cat 4k, 6k | --- | 21 | 0 | 1 | 0% | 0 | 0
8.2.4 | C1-ISE-BASE-CAT4K | Cisco ONE Identity Services Engine 150 EndPoint Base Lic | --- | 14 | 0 | 1 | 0% | 0 | 0
8.2.5 | C1-EGW-150-K9 | Cisco ONE Energy Mgmt Perpetual Lic - 150 DO End Points | --- | 14 | 0 | 1 | 0% | 0 | 0
8.2.6 | C1FBVCAT4500S-02 | Tracker PID v02 Fnd Perpetual CAT4500S - no delivery | --- | 14 | 0 | 1 | 0% | 0 | 0
8.2.7 | C1ABUCAT4500S | Cisco ONE Upg-to Advanced Cat4500 Bundles Std | --- | 21 | 0 | 1 | 0% | 0 | 0
8.2.7.0.1 | CON-ECMU-C1ABC45S | SWSS UPGRADES C1 Advd Perpetual Cat4500 Bndls Std | 36 | N/A | 4500 | 1 | 0% | 4500 | 4500
8.2.8 | C1-R-C4500E-ES | Cisco ONE Ent Services (Reference, No License) | --- | 14 | 0 | 1 | 0% | 0 | 0
8.3 | WS-C4510R+E | Catalyst 4500E 10 slot chassis for 48Gbps/slot, fan, no ps | --- | 14 | 7596.2 | 1 | 0% | 7596.2 | 7596.2
8.3.0.1 | CON-SNT-C4510R+E | SNTC-8X5XNBD Catalyst 4500E 10 slot chassis for 48Gbp | 36 | N/A | 15750 | 1 | 0% | 15750 | 15750
8.3.1 | S45EUK9-S8-38E | CAT4500e SUP8e Universal Crypto Image | --- | 14 | 0 | 1 | 0% | 0 | 0
8.3.2 | C4K-SLOT-CVR-E | Catalyst 4500 E-Series Family Slot Cover | --- | 14 | 0 | 3 | 0% | 0 | 0
8.3.3 | C4500E-IP-ES | Paper IP to Ent Services License | --- | 14 | 7596.2 | 1 | 0% | 7596.2 | 7596.2
8.3.4 | FNF-AP | 90 Day Full Functionality Trial of LiveAction software | --- | 14 | 0 | 1 | 0% | 0 | 0
8.3.5 | EW-JX-50SW | Key for Cisco EnergyWise Mgmt (JouleX) 45-day trial License | --- | 14 | 0 | 1 | 0% | 0 | 0
8.3.6 | WS-X45-SUP8-E | Catalyst 4500 E-Series Supervisor 8-E | --- | 14 | 15196.2 | 1 | 0% | 15196.2 | 15196.2
8.3.7 | WS-X45-SUP8-E/2 | Catalyst 4500 E-Series Redundant Supervisor 8-E | --- | 14 | 15196.2 | 1 | 0% | 15196.2 | 15196.2
8.3.8 | WS-X4748-12X48U+E | Catalyst 4500E 48-Port UPOE w/ 12p mGig and 36p 10/100/1000 | --- | 14 | 7596.2 | 1 | 0% | 7596.2 | 7596.2
8.3.9 | WS-X4748-12X48U+E | Catalyst 4500E 48-Port UPOE w/ 12p mGig and 36p 10/100/1000 | --- | 14 | 7596.2 | 1 | 0% | 7596.2 | 7596.2
8.3.10 | WS-X4748-12X48U+E | Catalyst 4500E 48-Port UPOE w/ 12p mGig and 36p 10/100/1000 | --- | 14 | 7596.2 | 1 | 0% | 7596.2 | 7596.2
8.3.11 | WS-X4748-12X48U+E | Catalyst 4500E 48-Port UPOE w/ 12p mGig and 36p 10/100/1000 | --- | 14 | 7596.2 | 1 | 0% | 7596.2 | 7596.2
8.3.12 | WS-X4748-12X48U+E | Catalyst 4500E 48-Port UPOE w/ 12p mGig and 36p 10/100/1000 | --- | 14 | 7596.2 | 1 | 0% | 7596.2 | 7596.2
8.3.13 | PWR-C45-9000ACV | Catalyst 4500E 9000W AC triple input Power Supply (Data + Po | --- | 14 | 4556.2 | 1 | 0% | 4556.2 | 4556.2
8.3.14 | CAB-AC-2800W-TWLK | U.S. Power Cord, Twist Lock, NEMA 6-20 Plug | --- | 14 | 0 | 6 | 0% | 0 | 0
8.3.15 | PWR-C45-9000ACV/2 | Catalyst 4500E 9000W AC triple input Power Supply (Data + Po | --- | 14 | 4556.2 | 1 | 0% | 4556.2 | 4556.2
8.4 | AIR-AP3802I-BK910 | 802.11ac W2 10 AP w/CA; 4x4:3SS; Int Ant; mGig -B Domain | --- | 35 | 13530 | 1 | 0% | 13530 | 13530
8.4.0.1 | CON-SNT-AIR8K910 | SNTC-8X5XNBD 802.11ac W2 10 AP w/CA; 4x4:3SS; Int Ant | 36 | N/A | 0 | 1 | 0% | 0 | 0
8.4.1 | SW3802-CAPWAP-K9 | Cisco Aironet 3800 Series CAPWAP Software Image | --- | 14 | 0 | 10 | 0% | 0 | 0
8.4.2 | AIR-AP-BRACKET-1 | 802.11n AP Low Profile Mounting Bracket (Default) | --- | 14 | 0 | 10 | 0% | 0 | 0
8.4.3 | AIR-AP-T-RAIL-R | Ceiling Grid Clip for Aironet APs - Recessed Mount (Default) | --- | 14 | 0 | 10 | 0% | 0 | 0
8.4.4 | AIR-AP3802I-BBULK | BOM Level AP3800i Bulk PID for B Domain | --- | 14 | 0 | 10 | 0% | 0 | 0
8.4.4.0.1 | CON-SNT-AIR2BULK | SNTC-8X5XNBD BOM Level AP3800i Bulk PID for -B Domain | 36 | N/A | 198 | 10 | 0% | 198 | 1980
IDF 1242 - 1st Floor - One Network Bundle with 4507, 3 UPOE/mGig blades, 10 pack 3802 WAPs
4 | ONENTWK-EN-07-10 | 4507+2xSUP8e, 2x4748-UPoE,10P Bundle | --- | N/A | 0 | 1 | 0% | 0 | 0
4.1 | C1-AIR-K9 | Cisco ONE Access - Wireless - CHOOSE ONLY QTY 1 HERE | --- | 21 | 0 | 1 | 0% | 0 | 0
4.1.0.1 | CON-ECMU-C1AIRK | SWSS UPGRADES Cisco ONE - Wireless | 36 | N/A | 0 | 1 | 0% | 0 | 0
4.1.1 | DNA-VOUCHER | Tracker Eligibility SKU for DNA Offers | --- | 14 | 0 | 1 | 0% | 0 | 0
4.1.2 | C1-MSE-PAK | Cisco ONE MSE License PAK | --- | 14 | 0 | 1 | 0% | 0 | 0
4.1.3 | C1FPAIRK9 | Cisco ONE Foundation Perpetual - Wireless | --- | 21 | 255.5 | 10 | 0% | 255.5 | 2555
4.1.3.0.1 | CON-ECMU-C1FPAIR | SWSS UPGRADES C1 Foundation Perpetual - Wireless | 36 | N/A | 159 | 10 | 0% | 159 | 1590
4.1.4 | C1-WLC-1 | Cisco ONE Wireless LAN Controller AP License (any WLC) | --- | 21 | 0 | 10 | 0% | 0 | 0
4.1.5 | C1-WLC-PAK | Cisco ONE Wireless LAN Controller AP License PAK (any WLC) | --- | 21 | 0 | 1 | 0% | 0 | 0
4.1.6 | C1-PI-LFAS-AP-K9 | Cisco ONE PI Device License for LF & AS for WLAN | --- | 21 | 0 | 10 | 0% | 0 | 0
4.1.7 | C1-ISE-BASE-AP | Cisco ONE Identity Services Engine 25 EndPoint Base Lic | --- | 14 | 0 | 10 | 0% | 0 | 0
4.1.8 | C1-MSE-LS-1 | Cisco ONE CMX Base (Location + Connect) - 1AP license | --- | 14 | 0 | 10 | 0% | 0 | 0
4.1.9 | C1-CEM-25-K9 | Cisco ONE Energy Mgmt Perpetual Lic - 25 DO End Points | --- | 14 | 0 | 10 | 0% | 0 | 0
4.1.10 | C1-LC-5-1Y | Cisco ONE StealthWatch 5 FPS Lic 1 YR | --- | 21 | 0 | 10 | 0% | 0 | 0
4.1.11 | C1F1VAIR-03 | Tracker PID v03 Fnd Perpetual AIR - no delivery | --- | 21 | 0 | 1 | 0% | 0 | 0
4.2 | C1-CAT-UPG | Cisco ONE Upg for Catalyst Switches - CHOOSE ONLY QTY 1 HERE | --- | 14 | 0 | 1 | 0% | 0 | 0
4.2.0.1 | CON-ECMU-C1CATUPG | SWSS UPGRADES Cisco ONE Upgrade for Catalyst Switches | 36 | N/A | 0 | 1 | 0% | 0 | 0
4.2.1 | C1FBUCAT4500R | Cisco ONE Foundation Perpetual Cat4500 (Redundant Sup) | --- | 21 | 200 | 1 | 0% | 200 | 200
4.2.1.0.1 | CON-ECMU-C1FBUCAT | SWSS UPGRADES Cisco ONE Foundation | 36 | N/A | 114 | 1 | 0% | 114 | 114
4.2.2 | C1-R-C4500E-IPBLIC | Cisco ONE IP Base (reference, no lic) | --- | 14 | 0 | 1 | 0% | 0 | 0
4.2.3 | C1-PI-LFAS-4K6K-K9 | Cisco ONE PI Device License for LF & AS for Cat 4k, 6k | --- | 21 | 0 | 1 | 0% | 0 | 0
4.2.4 | C1-ISE-BASE-CAT4K | Cisco ONE Identity Services Engine 150 EndPoint Base Lic | --- | 14 | 0 | 1 | 0% | 0 | 0
4.2.5 | C1-EGW-150-K9 | Cisco ONE Energy Mgmt Perpetual Lic - 150 DO End Points | --- | 14 | 0 | 1 | 0% | 0 | 0
4.2.6 | C1FBVCAT4500S-02 | Tracker PID v02 Fnd Perpetual CAT4500S - no delivery | --- | 14 | 0 | 1 | 0% | 0 | 0
4.2.7 | C1AAUCAT4500X | Cisco ONE Upg-to Advanced Perpetual Cat4500X 32P Std | --- | 21 | 0 | 1 | 0% | 0 | 0
4.2.7.0.1 | CON-ECMU-C1AA4500X | SWSS UPGRADES C1 Advanced Perpetual Cat4500X 32P Std | 36 | N/A | 3600 | 1 | 0% | 3600 | 3600
4.2.8 | C1-R-C4500X-ES | Cisco ONE 4500X 32P Ent Services Lic Perpetual (Ref, No Lic) | --- | 14 | 0 | 1 | 0% | 0 | 0
4.3 | WS-C4507R+E | Catalyst4500E 7 slot chassis for 48Gbps/slot, fan, no ps | --- | 21 | 5106.35 | 1 | 0% | 5106.35 | 5106.35
4.3.0.1 | CON-SNT-C4507R+E | SNTC-8X5XNBD Catalyst4500E 7 slot chassis for 48Gbps | 36 | N/A | 8280 | 1 | 0% | 8280 | 8280
4.3.1 | S45EUK9-S8-38E | CAT4500e SUP8e Universal Crypto Image | --- | 14 | 0 | 1 | 0% | 0 | 0
4.3.2 | C4500E-IP-ES | Paper IP to Ent Services License | --- | 14 | 7296.35 | 1 | 0% | 7296.35 | 7296.35
4.3.3 | FNF-AP | 90 Day Full Functionality Trial of LiveAction software | --- | 14 | 0 | 1 | 0% | 0 | 0
4.3.4 | EW-JX-50SW | Key for Cisco EnergyWise Mgmt (JouleX) 45-day trial License | --- | 14 | 0 | 1 | 0% | 0 | 0
4.3.5 | WS-X45-SUP8-E | Catalyst 4500 E-Series Supervisor 8-E | --- | 14 | 14596.35 | 1 | 0% | 14596.35 | 14596.35
4.3.6 | WS-X45-SUP8-E/2 | Catalyst 4500 E-Series Redundant Supervisor 8-E | --- | 14 | 14596.35 | 1 | 0% | 14596.35 | 14596.35
4.3.7 | WS-X4748-12X48U+E | Catalyst 4500E 48-Port UPOE w/ 12p mGig and 36p 10/100/1000 | --- | 14 | 7296.35 | 1 | 0% | 7296.35 | 7296.35
4.3.8 | WS-X4748-12X48U+E | Catalyst 4500E 48-Port UPOE w/ 12p mGig and 36p 10/100/1000 | --- | 14 | 7296.35 | 1 | 0% | 7296.35 | 7296.35
4.3.9 | WS-X4748-12X48U+E | Catalyst 4500E 48-Port UPOE w/ 12p mGig and 36p 10/100/1000 | --- | 14 | 7296.35 | 1 | 0% | 7296.35 | 7296.35
4.3.10 | PWR-C45-6000ACV | Catalyst 4500 6000W AC dual input Power Supply (Data + PoE) | --- | 14 | 2916.35 | 1 | 0% | 2916.35 | 2916.35
4.3.11 | CAB-AC-2800W-TWLK | U.S. Power Cord, Twist Lock, NEMA 6-20 Plug | --- | 14 | 0 | 4 | 0% | 0 | 0
4.3.12 | PWR-C45-6000ACV/2 | Catalyst 4500 6000W AC dual input Power Supply (Data + PoE) | --- | 14 | 2916.35 | 1 | 0% | 2916.35 | 2916.35
4.3.13 | C4K-SLOT-CVR-E | Catalyst 4500 E-Series Family Slot Cover | --- | 14 | 0 | 2 | 0% | 0 | 0
4.4 | AIR-AP3802I-BK910 | 802.11ac W2 10 AP w/CA; 4x4:3SS; Int Ant; mGig -B Domain | --- | 35 | 13530 | 1 | 0% | 13530 | 13530
4.4.0.1 | CON-SNT-AIR8K910 | SNTC-8X5XNBD 802.11ac W2 10 AP w/CA; 4x4:3SS; Int Ant | 36 | N/A | 0 | 1 | 0% | 0 | 0
4.4.1 | SW3802-CAPWAP-K9 | Cisco Aironet 3800 Series CAPWAP Software Image | --- | 14 | 0 | 10 | 0% | 0 | 0
4.4.2 | AIR-AP-BRACKET-1 | 802.11n AP Low Profile Mounting Bracket (Default) | --- | 14 | 0 | 10 | 0% | 0 | 0
4.4.3 | AIR-AP-T-RAIL-R | Ceiling Grid Clip for Aironet APs - Recessed Mount (Default) | --- | 14 | 0 | 10 | 0% | 0 | 0
4.4.4 | AIR-AP3802I-BBULK | BOM Level AP3800i Bulk PID for B Domain | --- | 14 | 0 | 10 | 0% | 0 | 0
4.4.4.0.1 | CON-SNT-AIR2BULK | SNTC-8X5XNBD BOM Level AP3800i Bulk PID for -B Domain | 36 | N/A | 198 | 10 | 0% | 198 | 1980
IDF 2111 - 2nd Floor - One Network Bundle with 4510, 6 UPOE/mGig blades, 10 pack 3802 WAPs
9 | ONENTWK-ENT-10-10 | 4510,2xSUP8e, 4x4748-UPoE,10AP Bundle | --- | N/A | 0 | 1 | 0% | 0 | 0
9.1 | C1-AIR-K9 | Cisco ONE Access - Wireless - CHOOSE ONLY QTY 1 HERE | --- | 21 | 0 | 1 | 0% | 0 | 0
9.1.0.1 | CON-ECMU-C1AIRK | SWSS UPGRADES Cisco ONE - Wireless | 36 | N/A | 0 | 1 | 0% | 0 | 0
9.1.1 | DNA-VOUCHER | Tracker Eligibility SKU for DNA Offers | --- | 14 | 0 | 1 | 0% | 0 | 0
9.1.2 | C1-MSE-PAK | Cisco ONE MSE License PAK | --- | 14 | 0 | 1 | 0% | 0 | 0
9.1.3 | C1FPAIRK9 | Cisco ONE Foundation Perpetual - Wireless | --- | 21 | 266 | 10 | 0% | 266 | 2660
9.1.3.0.1 | CON-ECMU-C1FPAIR | SWSS UPGRADES C1 Foundation Perpetual - Wireless | 36 | N/A | 159 | 10 | 0% | 159 | 1590
9.1.4 | C1-WLC-1 | Cisco ONE Wireless LAN Controller AP License (any WLC) | --- | 21 | 0 | 10 | 0% | 0 | 0
9.1.5 | C1-WLC-PAK | Cisco ONE Wireless LAN Controller AP License PAK (any WLC) | --- | 21 | 0 | 1 | 0% | 0 | 0
9.1.6 | C1-PI-LFAS-AP-K9 | Cisco ONE PI Device License for LF & AS for WLAN | --- | 21 | 0 | 10 | 0% | 0 | 0
9.1.7 | C1-ISE-BASE-AP | Cisco ONE Identity Services Engine 25 EndPoint Base Lic | --- | 14 | 0 | 10 | 0% | 0 | 0
9.1.8 | C1-MSE-LS-1 | Cisco ONE CMX Base (Location + Connect) - 1AP license | --- | 14 | 0 | 10 | 0% | 0 | 0
9.1.9 | C1-CEM-25-K9 | Cisco ONE Energy Mgmt Perpetual Lic - 25 DO End Points | --- | 14 | 0 | 10 | 0% | 0 | 0
9.1.10 | C1-LC-5-1Y | Cisco ONE StealthWatch 5 FPS Lic 1 YR | --- | 21 | 0 | 10 | 0% | 0 | 0
9.1.11 | C1F1VAIR-03 | Tracker PID v03 Fnd Perpetual AIR - no delivery | --- | 21 | 0 | 1 | 0% | 0 | 0
9.2 | C1-CAT-UPG | Cisco ONE Upg for Catalyst Switches - CHOOSE ONLY QTY 1 HERE | --- | 14 | 0 | 1 | 0% | 0 | 0
9.2.0.1 | CON-ECMU-C1CATUPG | SWSS UPGRADES Cisco ONE Upgrade for Catalyst Switches | 36 | N/A | 0 | 1 | 0% | 0 | 0
9.2.1 | C1FBUCAT4500R | Cisco ONE Foundation Perpetual Cat4500 (Redundant Sup) | --- | 21 | 200 | 1 | 0% | 200 | 200
9.2.1.0.1 | CON-ECMU-C1FBUCAT | SWSS UPGRADES Cisco ONE Foundation | 36 | N/A | 114 | 1 | 0% | 114 | 114
9.2.2 | C1-R-C4500E-IPBLIC | Cisco ONE IP Base (reference, no lic) | --- | 14 | 0 | 1 | 0% | 0 | 0
9.2.3 | C1-PI-LFAS-4K6K-K9 | Cisco ONE PI Device License for LF & AS for Cat 4k, 6k | --- | 21 | 0 | 1 | 0% | 0 | 0
9.2.4 | C1-ISE-BASE-CAT4K | Cisco ONE Identity Services Engine 150 EndPoint Base Lic | --- | 14 | 0 | 1 | 0% | 0 | 0
9.2.5 | C1-EGW-150-K9 | Cisco ONE Energy Mgmt Perpetual Lic - 150 DO End Points | --- | 14 | 0 | 1 | 0% | 0 | 0
9.2.6 | C1FBVCAT4500S-02 | Tracker PID v02 Fnd Perpetual CAT4500S - no delivery | --- | 14 | 0 | 1 | 0% | 0 | 0
9.2.7 | C1ABUCAT4500S | Cisco ONE Upg-to Advanced Cat4500 Bundles Std | --- | 21 | 0 | 1 | 0% | 0 | 0
9.2.7.0.1 | CON-ECMU-C1ABC45S | SWSS UPGRADES C1 Advd Perpetual Cat4500 Bndls Std | 36 | N/A | 4500 | 1 | 0% | 4500 | 4500
9.2.8 | C1-R-C4500E-ES | Cisco ONE Ent Services (Reference, No License) | --- | 14 | 0 | 1 | 0% | 0 | 0
9.3 | WS-C4510R+E | Catalyst 4500E 10 slot chassis for 48Gbps/slot, fan, no ps | --- | 14 | 7596.2 | 1 | 0% | 7596.2 | 7596.2
9.3.0.1 | CON-SNT-C4510R+E | SNTC-8X5XNBD Catalyst 4500E 10 slot chassis for 48Gbp | 36 | N/A | 15750 | 1 | 0% | 15750 | 15750
9.3.1 | S45EUK9-S8-38E | CAT4500e SUP8e Universal Crypto Image | --- | 14 | 0 | 1 | 0% | 0 | 0
9.3.2 | C4K-SLOT-CVR-E | Catalyst 4500 E-Series Family Slot Cover | --- | 14 | 0 | 2 | 0% | 0 | 0
9.3.3 | C4500E-IP-ES | Paper IP to Ent Services License | --- | 14 | 7596.2 | 1 | 0% | 7596.2 | 7596.2
9.3.4 | FNF-AP | 90 Day Full Functionality Trial of LiveAction software | --- | 14 | 0 | 1 | 0% | 0 | 0
9.3.5 | EW-JX-50SW | Key for Cisco EnergyWise Mgmt (JouleX) 45-day trial License | --- | 14 | 0 | 1 | 0% | 0 | 0
9.3.6 | WS-X45-SUP8-E | Catalyst 4500 E-Series Supervisor 8-E | --- | 14 | 15196.2 | 1 | 0% | 15196.2 | 15196.2
9.3.7 | WS-X45-SUP8-E/2 | Catalyst 4500 E-Series Redundant Supervisor 8-E | --- | 14 | 15196.2 | 1 | 0% | 15196.2 | 15196.2
9.3.8 | WS-X4748-12X48U+E | Catalyst 4500E 48-Port UPOE w/ 12p mGig and 36p 10/100/1000 | --- | 14 | 7596.2 | 1 | 0% | 7596.2 | 7596.2
9.3.9 | WS-X4748-12X48U+E | Catalyst 4500E 48-Port UPOE w/ 12p mGig and 36p 10/100/1000 | --- | 14 | 7596.2 | 1 | 0% | 7596.2 | 7596.2
9.3.10 | WS-X4748-12X48U+E | Catalyst 4500E 48-Port UPOE w/ 12p mGig and 36p 10/100/1000 | --- | 14 | 7596.2 | 1 | 0% | 7596.2 | 7596.2
9.3.11 | WS-X4748-12X48U+E | Catalyst 4500E 48-Port UPOE w/ 12p mGig and 36p 10/100/1000 | --- | 14 | 7596.2 | 1 | 0% | 7596.2 | 7596.2
9.3.12 | WS-X4748-12X48U+E | Catalyst 4500E 48-Port UPOE w/ 12p mGig and 36p 10/100/1000 | --- | 14 | 7596.2 | 1 | 0% | 7596.2 | 7596.2
9.3.13 | WS-X4748-12X48U+E | Catalyst 4500E 48-Port UPOE w/ 12p mGig and 36p 10/100/1000 | --- | 14 | 7596.2 | 1 | 0% | 7596.2 | 7596.2
9.3.14 | PWR-C45-9000ACV | Catalyst 4500E 9000W AC triple input Power Supply (Data + Po | --- | 14 | 4556.2 | 1 | 0% | 4556.2 | 4556.2
9.3.15 | CAB-AC-2800W-TWLK | U.S. Power Cord, Twist Lock, NEMA 6-20 Plug | --- | 14 | 0 | 6 | 0% | 0 | 0
9.3.16 | PWR-C45-9000ACV/2 | Catalyst 4500E 9000W AC triple input Power Supply (Data + Po | --- | 14 | 4556.2 | 1 | 0% | 4556.2 | 4556.2
9.4 | AIR-AP3802I-BK910 | 802.11ac W2 10 AP w/CA; 4x4:3SS; Int Ant; mGig -B Domain | --- | 35 | 13530 | 1 | 0% | 13530 | 13530
9.4.0.1 | CON-SNT-AIR8K910 | SNTC-8X5XNBD 802.11ac W2 10 AP w/CA; 4x4:3SS; Int Ant | 36 | N/A | 0 | 1 | 0% | 0 | 0
9.4.1 | SW3802-CAPWAP-K9 | Cisco Aironet 3800 Series CAPWAP Software Image | --- | 14 | 0 | 10 | 0% | 0 | 0
9.4.2 | AIR-AP-BRACKET-1 | 802.11n AP Low Profile Mounting Bracket (Default) | --- | 14 | 0 | 10 | 0% | 0 | 0
9.4.3 | AIR-AP-T-RAIL-R | Ceiling Grid Clip for Aironet APs - Recessed Mount (Default) | --- | 14 | 0 | 10 | 0% | 0 | 0
9.4.4 | AIR-AP3802I-BBULK | BOM Level AP3800i Bulk PID for B Domain | --- | 14 | 0 | 10 | 0% | 0 | 0
9.4.4.0.1 | CON-SNT-AIR2BULK | SNTC-8X5XNBD BOM Level AP3800i Bulk PID for -B Domain | 36 | N/A | 198 | 10 | 0% | 198 | 1980
IDF 3020.1 - 3rd Floor - One Network Bundle with 4510, 7 UPOE/mGig blades, 10 pack 3802 WAPs (VSS-1)
10 | ONENTWK-ENT-10-10 | 4510,2xSUP8e, 4x4748-UPoE,10AP Bundle | --- | N/A | 0 | 1 | 0% | 0 | 0
10.1 | C1-AIR-K9 | Cisco ONE Access - Wireless - CHOOSE ONLY QTY 1 HERE | --- | 21 | 0 | 1 | 0% | 0 | 0
10.1.0.1 | CON-ECMU-C1AIRK | SWSS UPGRADES Cisco ONE - Wireless | 36 | N/A | 0 | 1 | 0% | 0 | 0
10.1.1 | DNA-VOUCHER | Tracker Eligibility SKU for DNA Offers | --- | 14 | 0 | 1 | 0% | 0 | 0
10.1.2 | C1-MSE-PAK | Cisco ONE MSE License PAK | --- | 14 | 0 | 1 | 0% | 0 | 0
10.1.3 | C1FPAIRK9 | Cisco ONE Foundation Perpetual - Wireless | --- | 21 | 266 | 10 | 0% | 266 | 2660
10.1.3.0.1 | CON-ECMU-C1FPAIR | SWSS UPGRADES C1 Foundation Perpetual - Wireless | 36 | N/A | 159 | 10 | 0% | 159 | 1590
10.1.4 | C1-WLC-1 | Cisco ONE Wireless LAN Controller AP License (any WLC) | --- | 21 | 0 | 10 | 0% | 0 | 0
10.1.5 | C1-WLC-PAK | Cisco ONE Wireless LAN Controller AP License PAK (any WLC) | --- | 21 | 0 | 1 | 0% | 0 | 0
10.1.6 | C1-PI-LFAS-AP-K9 | Cisco ONE PI Device License for LF & AS for WLAN | --- | 21 | 0 | 10 | 0% | 0 | 0
10.1.7 | C1-ISE-BASE-AP | Cisco ONE Identity Services Engine 25 EndPoint Base Lic | --- | 14 | 0 | 10 | 0% | 0 | 0
10.1.8 | C1-MSE-LS-1 | Cisco ONE CMX Base (Location + Connect) - 1AP license | --- | 14 | 0 | 10 | 0% | 0 | 0
10.1.9 | C1-CEM-25-K9 | Cisco ONE Energy Mgmt Perpetual Lic - 25 DO End Points | --- | 14 | 0 | 10 | 0% | 0 | 0
10.1.10 | C1-LC-5-1Y | Cisco ONE StealthWatch 5 FPS Lic 1 YR | --- | 21 | 0 | 10 | 0% | 0 | 0
10.1.11 | C1F1VAIR-03 | Tracker PID v03 Fnd Perpetual AIR - no delivery | --- | 21 | 0 | 1 | 0% | 0 | 0
10.2 | C1-CAT-UPG | Cisco ONE Upg for Catalyst Switches - CHOOSE ONLY QTY 1 HERE | --- | 14 | 0 | 1 | 0% | 0 | 0
10.2.0.1 | CON-ECMU-C1CATUPG | SWSS UPGRADES Cisco ONE Upgrade for Catalyst Switches | 36 | N/A | 0 | 1 | 0% | 0 | 0
10.2.1 | C1FBUCAT4500R | Cisco ONE Foundation Perpetual Cat4500 (Redundant Sup) | --- | 21 | 200 | 1 | 0% | 200 | 200
10.2.1.0.1 | CON-ECMU-C1FBUCAT | SWSS UPGRADES Cisco ONE Foundation | 36 | N/A | 114 | 1 | 0% | 114 | 114
10.2.2 | C1-R-C4500E-IPBLIC | Cisco ONE IP Base (reference, no lic) | --- | 14 | 0 | 1 | 0% | 0 | 0
10.2.3 | C1-PI-LFAS-4K6K-K9 | Cisco ONE PI Device License for LF & AS for Cat 4k, 6k | --- | 21 | 0 | 1 | 0% | 0 | 0
10.2.4 | C1-ISE-BASE-CAT4K | Cisco ONE Identity Services Engine 150 EndPoint Base Lic | --- | 14 | 0 | 1 | 0% | 0 | 0
10.2.5 | C1-EGW-150-K9 | Cisco ONE Energy Mgmt Perpetual Lic - 150 DO End Points | --- | 14 | 0 | 1 | 0% | 0 | 0
10.2.6 | C1FBVCAT4500S-02 | Tracker PID v02 Fnd Perpetual CAT4500S - no delivery | --- | 14 | 0 | 1 | 0% | 0 | 0
10.2.7 | C1ABUCAT4500S | Cisco ONE Upg-to Advanced Cat4500 Bundles Std | --- | 21 | 0 | 1 | 0% | 0 | 0
10.2.7.0.1 | CON-ECMU-C1ABC45S | SWSS UPGRADES C1 Advd Perpetual Cat4500 Bndls Std | 36 | N/A | 4500 | 1 | 0% | 4500 | 4500
10.2.8 | C1-R-C4500E-ES | Cisco ONE Ent Services (Reference, No License) | --- | 14 | 0 | 1 | 0% | 0 | 0
10.3 | WS-C4510R+E | Catalyst 4500E 10 slot chassis for 48Gbps/slot, fan, no ps | --- | 14 | 7596.2 | 1 | 0% | 7596.2 | 7596.2
10.3.0.1 | CON-SNT-C4510R+E | SNTC-8X5XNBD Catalyst 4500E 10 slot chassis for 48Gbp | 36 | N/A | 15750 | 1 | 0% | 15750 | 15750
10.3.1 | S45EUK9-S8-38E | CAT4500e SUP8e Universal Crypto Image | --- | 14 | 0 | 1 | 0% | 0 | 0
10.3.2 | C4K-SLOT-CVR-E | Catalyst 4500 E-Series Family Slot Cover | --- | 14 | 0 | 1 | 0% | 0 | 0
10.3.3 | C4500E-IP-ES | Paper IP to Ent Services License | --- | 14 | 7596.2 | 1 | 0% | 7596.2 | 7596.2
10.3.4 | FNF-AP | 90 Day Full Functionality Trial of LiveAction software | --- | 14 | 0 | 1 | 0% | 0 | 0
10.3.5 | EW-JX-50SW | Key for Cisco EnergyWise Mgmt (JouleX) 45-day trial License | --- | 14 | 0 | 1 | 0% | 0 | 0
10.3.6 | WS-X45-SUP8-E | Catalyst 4500 E-Series Supervisor 8-E | --- | 14 | 15196.2 | 1 | 0% | 15196.2 | 15196.2
10.3.7 | WS-X45-SUP8-E/2 | Catalyst 4500 E-Series Redundant Supervisor 8-E | --- | 14 | 15196.2 | 1 | 0% | 15196.2 | 15196.2
10.3.8 | WS-X4748-12X48U+E | Catalyst 4500E 48-Port UPOE w/ 12p mGig and 36p 10/100/1000 | --- | 14 | 7596.2 | 1 | 0% | 7596.2 | 7596.2
10.3.9 | WS-X4748-12X48U+E | Catalyst 4500E 48-Port UPOE w/ 12p mGig and 36p 10/100/1000 | --- | 14 | 7596.2 | 1 | 0% | 7596.2 | 7596.2
10.3.10 | WS-X4748-12X48U+E | Catalyst 4500E 48-Port UPOE w/ 12p mGig and 36p 10/100/1000 | --- | 14 | 7596.2 | 1 | 0% | 7596.2 | 7596.2
10.3.11 | WS-X4748-12X48U+E | Catalyst 4500E 48-Port UPOE w/ 12p mGig and 36p 10/100/1000 | --- | 14 | 7596.2 | 1 | 0% | 7596.2 | 7596.2
10.3.12 | WS-X4748-12X48U+E | Catalyst 4500E 48-Port UPOE w/ 12p mGig and 36p 10/100/1000 | --- | 14 | 7596.2 | 1 | 0% | 7596.2 | 7596.2
10.3.13 | WS-X4748-12X48U+E | Catalyst 4500E 48-Port UPOE w/ 12p mGig and 36p 10/100/1000 | --- | 14 | 7596.2 | 1 | 0% | 7596.2 | 7596.2
10.3.14 | WS-X4748-12X48U+E | Catalyst 4500E 48-Port UPOE w/ 12p mGig and 36p 10/100/1000 | --- | 14 | 7596.2 | 1 | 0% | 7596.2 | 7596.2
10.3.15 | PWR-C45-9000ACV | Catalyst 4500E 9000W AC triple input Power Supply (Data + Po | --- | 14 | 4556.2 | 1 | 0% | 4556.2 | 4556.2
10.3.16 | CAB-AC-2800W-TWLK | U.S. Power Cord, Twist Lock, NEMA 6-20 Plug | --- | 14 | 0 | 6 | 0% | 0 | 0
10.3.17 | PWR-C45-9000ACV/2 | Catalyst 4500E 9000W AC triple input Power Supply (Data + Po | --- | 14 | 4556.2 | 1 | 0% | 4556.2 | 4556.2
10.4 | AIR-AP3802I-BK910 | 802.11ac W2 10 AP w/CA; 4x4:3SS; Int Ant; mGig -B Domain | --- | 14 | 13530 | 1 | 0% | 13530 | 13530
10.4.0.1 | CON-SNT-AIR8K910 | SNTC-8X5XNBD 802.11ac W2 10 AP w/CA; 4x4:3SS; Int Ant | 36 | N/A | 0 | 1 | 0% | 0 | 0
10.4.1 | SW3802-CAPWAP-K9 | Cisco Aironet 3800 Series CAPWAP Software Image | --- | 14 | 0 | 10 | 0% | 0 | 0
10.4.2 | AIR-AP-BRACKET-1 | 802.11n AP Low Profile Mounting Bracket (Default) | --- | 14 | 0 | 10 | 0% | 0 | 0
10.4.3 | AIR-AP-T-RAIL-R | Ceiling Grid Clip for Aironet APs - Recessed Mount (Default) | --- | 14 | 0 | 10 | 0% | 0 | 0
10.4.4 | AIR-AP3802I-BBULK | BOM Level AP3800i Bulk PID for B Domain | --- | 14 | 0 | 10 | 0% | 0 | 0
10.4.4.0.1 | CON-SNT-AIR2BULK | SNTC-8X5XNBD BOM Level AP3800i Bulk PID for -B Domain | 36 | N/A | 198 | 10 | 0% | 198 | 1980
IDF 3020.1 - 3rd Floor - One Network Bundle with 4510, 4 UPOE/mGig blades, 10 pack 3802 WAPs (VSS-2)
7 | ONENTWK-ENT-10-10 | 4510,2xSUP8e, 4x4748-UPoE,10AP Bundle | --- | N/A | 0 | 1 | 0% | 0 | 0
7.1 | C1-AIR-K9 | Cisco ONE Access - Wireless - CHOOSE ONLY QTY 1 HERE | --- | 21 | 0 | 1 | 0% | 0 | 0
7.1.0.1 | CON-ECMU-C1AIRK | SWSS UPGRADES Cisco ONE - Wireless | 36 | N/A | 0 | 1 | 0% | 0 | 0
7.1.1 | DNA-VOUCHER | Tracker Eligibility SKU for DNA Offers | --- | 14 | 0 | 1 | 0% | 0 | 0
7.1.2 | C1-MSE-PAK | Cisco ONE MSE License PAK | --- | 14 | 0 | 1 | 0% | 0 | 0
7.1.3 | C1FPAIRK9 | Cisco ONE Foundation Perpetual - Wireless | --- | 21 | 266 | 10 | 0% | 266 | 2660
7.1.3.0.1 | CON-ECMU-C1FPAIR | SWSS UPGRADES C1 Foundation Perpetual - Wireless | 36 | N/A | 159 | 10 | 0% | 159 | 1590
7.1.4 | C1-WLC-1 | Cisco ONE Wireless LAN Controller AP License (any WLC) | --- | 21 | 0 | 10 | 0% | 0 | 0
7.1.5 | C1-WLC-PAK | Cisco ONE Wireless LAN Controller AP License PAK (any WLC) | --- | 21 | 0 | 1 | 0% | 0 | 0
7.1.6 | C1-PI-LFAS-AP-K9 | Cisco ONE PI Device License for LF & AS for WLAN | --- | 21 | 0 | 10 | 0% | 0 | 0
7.1.7 | C1-ISE-BASE-AP | Cisco ONE Identity Services Engine 25 EndPoint Base Lic | --- | 14 | 0 | 10 | 0% | 0 | 0
7.1.8 | C1-MSE-LS-1 | Cisco ONE CMX Base (Location + Connect) - 1AP license | --- | 14 | 0 | 10 | 0% | 0 | 0
7.1.9 | C1-CEM-25-K9 | Cisco ONE Energy Mgmt Perpetual Lic - 25 DO End Points | --- | 14 | 0 | 10 | 0% | 0 | 0
7.1.10 | C1-LC-5-1Y | Cisco ONE StealthWatch 5 FPS Lic 1 YR | --- | 21 | 0 | 10 | 0% | 0 | 0
7.1.11 | C1F1VAIR-03 | Tracker PID v03 Fnd Perpetual AIR - no delivery | --- | 21 | 0 | 1 | 0% | 0 | 0
7.2 | C1-CAT-UPG | Cisco ONE Upg for Catalyst Switches - CHOOSE ONLY QTY 1 HERE | --- | 14 | 0 | 1 | 0% | 0 | 0
7.2.0.1 | CON-ECMU-C1CATUPG | SWSS UPGRADES Cisco ONE Upgrade for Catalyst Switches | 36 | N/A | 0 | 1 | 0% | 0 | 0
7.2.1 | C1FBUCAT4500R | Cisco ONE Foundation Perpetual Cat4500 (Redundant Sup) | --- | 21 | 200 | 1 | 0% | 200 | 200
7.2.1.0.1 | CON-ECMU-C1FBUCAT | SWSS UPGRADES Cisco ONE Foundation | 36 | N/A | 114 | 1 | 0% | 114 | 114
7.2.2 | C1-R-C4500E-IPBLIC | Cisco ONE IP Base (reference, no lic) | --- | 14 | 0 | 1 | 0% | 0 | 0
7.2.3 | C1-PI-LFAS-4K6K-K9 | Cisco ONE PI Device License for LF & AS for Cat 4k, 6k | --- | 21 | 0 | 1 | 0% | 0 | 0
7.2.4 | C1-ISE-BASE-CAT4K | Cisco ONE Identity Services Engine 150 EndPoint Base Lic | --- | 14 | 0 | 1 | 0% | 0 | 0
7.2.5 | C1-EGW-150-K9 | Cisco ONE Energy Mgmt Perpetual Lic - 150 DO End Points | --- | 14 | 0 | 1 | 0% | 0 | 0
7.2.6 | C1FBVCAT4500S-02 | Tracker PID v02 Fnd Perpetual CAT4500S - no delivery | --- | 14 | 0 | 1 | 0% | 0 | 0
7.2.7 | C1ABUCAT4500S | Cisco ONE Upg-to Advanced Cat4500 Bundles Std | --- | 21 | 0 | 1 | 0% | 0 | 0
7.2.7.0.1 | CON-ECMU-C1ABC45S | SWSS UPGRADES C1 Advd Perpetual Cat4500 Bndls Std | 36 | N/A | 4500 | 1 | 0% | 4500 | 4500
7.2.8 | C1-R-C4500E-ES | Cisco ONE Ent Services (Reference, No License) | --- | 14 | 0 | 1 | 0% | 0 | 0
7.3 | WS-C4510R+E | Catalyst 4500E 10 slot chassis for 48Gbps/slot, fan, no ps | --- | 14 | 7596.2 | 1 | 0% | 7596.2 | 7596.2
7.3.0.1 | CON-SNT-C4510R+E | SNTC-8X5XNBD Catalyst 4500E 10 slot chassis for 48Gbp | 36 | N/A | 15750 | 1 | 0% | 15750 | 15750
7.3.1 | S45EUK9-S8-38E | CAT4500e SUP8e Universal Crypto Image | --- | 14 | 0 | 1 | 0% | 0 | 0
7.3.2 | C4K-SLOT-CVR-E | Catalyst 4500 E-Series Family Slot Cover | --- | 14 | 0 | 4 | 0% | 0 | 0
7.3.3 | C4500E-IP-ES | Paper IP to Ent Services License | --- | 14 | 7596.2 | 1 | 0% | 7596.2 | 7596.2
7.3.4 | FNF-AP | 90 Day Full Functionality Trial of LiveAction software | --- | 14 | 0 | 1 | 0% | 0 | 0
7.3.5 | EW-JX-50SW | Key for Cisco EnergyWise Mgmt (JouleX) 45-day trial License | --- | 14 | 0 | 1 | 0% | 0 | 0
7.3.6 | WS-X45-SUP8-E | Catalyst 4500 E-Series Supervisor 8-E | --- | 14 | 15196.2 | 1 | 0% | 15196.2 | 15196.2
7.3.7 | WS-X45-SUP8-E/2 | Catalyst 4500 E-Series Redundant Supervisor 8-E | --- | 14 | 15196.2 | 1 | 0% | 15196.2 | 15196.2
7.3.8 | WS-X4748-12X48U+E | Catalyst 4500E 48-Port UPOE w/ 12p mGig and 36p 10/100/1000 | --- | 14 | 7596.2 | 1 | 0% | 7596.2 | 7596.2
7.3.9 | WS-X4748-12X48U+E | Catalyst 4500E 48-Port UPOE w/ 12p mGig and 36p 10/100/1000 | --- | 14 | 7596.2 | 1 | 0% | 7596.2 | 7596.2
7.3.10 | WS-X4748-12X48U+E | Catalyst 4500E 48-Port UPOE w/ 12p mGig and 36p 10/100/1000 | --- | 14 | 7596.2 | 1 | 0% | 7596.2 | 7596.2
7.3.11 | WS-X4748-12X48U+E | Catalyst 4500E 48-Port UPOE w/ 12p mGig and 36p 10/100/1000 | --- | 14 | 7596.2 | 1 | 0% | 7596.2 | 7596.2
7.3.12 | PWR-C45-9000ACV | Catalyst 4500E 9000W AC triple input Power Supply (Data + Po | --- | 14 | 4556.2 | 1 | 0% | 4556.2 | 4556.2
7.3.13 | CAB-AC-2800W-TWLK | U.S. Power Cord, Twist Lock, NEMA 6-20 Plug | --- | 14 | 0 | 6 | 0% | 0 | 0
7.3.14 | PWR-C45-9000ACV/2 | Catalyst 4500E 9000W AC triple input Power Supply (Data + Po | --- | 14 | 4556.2 | 1 | 0% | 4556.2 | 4556.2
7.4 | AIR-AP3802I-BK910 | 802.11ac W2 10 AP w/CA; 4x4:3SS; Int Ant; mGig -B Domain | --- | 35 | 13530 | 1 | 0% | 13530 | 13530
7.4.0.1 | CON-SNT-AIR8K910 | SNTC-8X5XNBD 802.11ac W2 10 AP w/CA; 4x4:3SS; Int Ant | 36 | N/A | 0 | 1 | 0% | 0 | 0
7.4.1 | SW3802-CAPWAP-K9 | Cisco Aironet 3800 Series CAPWAP Software Image | --- | 14 | 0 | 10 | 0% | 0 | 0
7.4.2 | AIR-AP-BRACKET-1 | 802.11n AP Low Profile Mounting Bracket (Default) | --- | 14 | 0 | 10 | 0% | 0 | 0
7.4.3 | AIR-AP-T-RAIL-R | Ceiling Grid Clip for Aironet APs - Recessed Mount (Default) | --- | 14 | 0 | 10 | 0% | 0 | 0
7.4.4 | AIR-AP3802I-BBULK | BOM Level AP3800i Bulk PID for B Domain | --- | 14 | 0 | 10 | 0% | 0 | 0
7.4.4.0.1 | CON-SNT-AIR2BULK | SNTC-8X5XNBD BOM Level AP3800i Bulk PID for -B Domain | 36 | N/A | 198 | 10 | 0% | 198 | 1980
WHI Spare 4507 - One Network Bundle with 4507, 2 UPOE/mGig blades, 10 pack 3802 WAPs
6 | ONENTWK-EN-07-10 | 4507+2xSUP8e, 2x4748-UPoE,10P Bundle | --- | N/A | 0 | 1 | 0% | 0 | 0 | 53340
6.1 | C1-AIR-K9 | Cisco ONE Access - Wireless - CHOOSE ONLY QTY 1 HERE | --- | 21 | 0 | 1 | 0% | 0 | 0
6.1.0.1 | CON-ECMU-C1AIRK | SWSS UPGRADES Cisco ONE - Wireless | 36 | N/A | 0 | 1 | 0% | 0 | 0
6.1.1 | DNA-VOUCHER | Tracker Eligibility SKU for DNA Offers | --- | 14 | 0 | 1 | 0% | 0 | 0
6.1.2 | C1-MSE-PAK | Cisco ONE MSE License PAK | --- | 14 | 0 | 1 | 0% | 0 | 0
6.1.3 | C1FPAIRK9 | Cisco ONE Foundation Perpetual - Wireless | --- | 21 | 255.5 | 10 | 0% | 255.5 | 2555
6.1.3.0.1 | CON-ECMU-C1FPAIR | SWSS UPGRADES C1 Foundation Perpetual - Wireless | 36 | N/A | 159 | 10 | 0% | 159 | 1590
6.1.4 | C1-WLC-1 | Cisco ONE Wireless LAN Controller AP License (any WLC) | --- | 21 | 0 | 10 | 0% | 0 | 0
6.1.5 | C1-WLC-PAK | Cisco ONE Wireless LAN Controller AP License PAK (any WLC) | --- | 21 | 0 | 1 | 0% | 0 | 0
6.1.6 | C1-PI-LFAS-AP-K9 | Cisco ONE PI Device License for LF & AS for WLAN | --- | 21 | 0 | 10 | 0% | 0 | 0
6.1.7 | C1-ISE-BASE-AP | Cisco ONE Identity Services Engine 25 EndPoint Base Lic | --- | 14 | 0 | 10 | 0% | 0 | 0
6.1.8 | C1-MSE-LS-1 | Cisco ONE CMX Base (Location + Connect) - 1AP license | --- | 14 | 0 | 10 | 0% | 0 | 0
6.1.9 | C1-CEM-25-K9 | Cisco ONE Energy Mgmt Perpetual Lic - 25 DO End Points | --- | 14 | 0 | 10 | 0% | 0 | 0
6.1.10 | C1-LC-5-1Y | Cisco ONE StealthWatch 5 FPS Lic 1 YR | --- | 21 | 0 | 10 | 0% | 0 | 0
6.1.11 | C1F1VAIR-03 | Tracker PID v03 Fnd Perpetual AIR - no delivery | --- | 21 | 0 | 1 | 0% | 0 | 0
6.2 | C1-CAT-UPG | Cisco ONE Upg for Catalyst Switches - CHOOSE ONLY QTY 1 HERE | --- | 14 | 0 | 1 | 0% | 0 | 0
6.2.0.1 | CON-ECMU-C1CATUPG | SWSS UPGRADES Cisco ONE Upgrade for Catalyst Switches | 36 | N/A | 0 | 1 | 0% | 0 | 0
6.2.1 | C1FBUCAT4500R | Cisco ONE Foundation Perpetual Cat4500 (Redundant Sup) | --- | 21 | 200 | 1 | 0% | 200 | 200
6.2.1.0.1 | CON-ECMU-C1FBUCAT | SWSS UPGRADES Cisco ONE Foundation | 36 | N/A | 114 | 1 | 0% | 114 | 114
6.2.2 | C1-R-C4500E-IPBLIC | Cisco ONE IP Base (reference, no lic) | --- | 14 | 0 | 1 | 0% | 0 | 0
6.2.3 | C1-PI-LFAS-4K6K-K9 | Cisco ONE PI Device License for LF & AS for Cat 4k, 6k | --- | 21 | 0 | 1 | 0% | 0 | 0
6.2.4 | C1-ISE-BASE-CAT4K | Cisco ONE Identity Services Engine 150 EndPoint Base Lic | --- | 14 | 0 | 1 | 0% | 0 | 0
6.2.5 | C1-EGW-150-K9 | Cisco ONE Energy Mgmt Perpetual Lic - 150 DO End Points | --- | 14 | 0 | 1 | 0% | 0 | 0
6.2.6 | C1FBVCAT4500S-02 | Tracker PID v02 Fnd Perpetual CAT4500S - no delivery | --- | 14 | 0 | 1 | 0% | 0 | 0
6.2.7 | C1AAUCAT4500X | Cisco ONE Upg-to Advanced Perpetual Cat4500X 32P Std | --- | 21 | 0 | 1 | 0% | 0 | 0
6.2.7.0.1 | CON-ECMU-C1AA4500X | SWSS UPGRADES C1 Advanced Perpetual Cat4500X 32P Std | 36 | N/A | 3600 | 1 | 0% | 3600 | 3600
6.2.8 | C1-R-C4500X-ES | Cisco ONE 4500X 32P Ent Services Lic Perpetual (Ref, No Lic) | --- | 14 | 0 | 1 | 0% | 0 | 0
6.3 | WS-C4507R+E | Catalyst4500E 7 slot chassis for 48Gbps/slot, fan, no ps | --- | 14 | 5106.35 | 1 | 0% | 5106.35 | 5106.35
6.3.0.1 | CON-SNT-C4507R+E | SNTC-8X5XNBD Catalyst4500E 7 slot chassis for 48Gbps | 36 | N/A | 8280 | 1 | 0% | 8280 | 8280
6.3.1 | S45EUK9-S8-38E | CAT4500e SUP8e Universal Crypto Image | --- | 14 | 0 | 1 | 0% | 0 | 0
6.3.2 | C4500E-IP-ES | Paper IP to Ent Services License | --- | 14 | 7296.35 | 1 | 0% | 7296.35 | 7296.35
6.3.3 | FNF-AP | 90 Day Full Functionality Trial of LiveAction software | --- | 14 | 0 | 1 | 0% | 0 | 0
6.3.4 | EW-JX-50SW | Key for Cisco EnergyWise Mgmt (JouleX) 45-day trial License | --- | 14 | 0 | 1 | 0% | 0 | 0
6.3.5 | WS-X45-SUP8-E | Catalyst 4500 E-Series Supervisor 8-E | --- | 14 | 14596.35 | 1 | 0% | 14596.35 | 14596.35
6.3.6 | WS-X45-SUP8-E/2 | Catalyst 4500 E-Series Redundant Supervisor 8-E | --- | 14 | 14596.35 | 1 | 0% | 14596.35 | 14596.35
6.3.7 | WS-X4748-12X48U+E | Catalyst 4500E 48-Port UPOE w/ 12p mGig and 36p 10/100/1000 | --- | 14 | 7296.35 | 1 | 0% | 7296.35 | 7296.35
6.3.8 | WS-X4748-12X48U+E | Catalyst 4500E 48-Port UPOE w/ 12p mGig and 36p 10/100/1000 | --- | 14 | 7296.35 | 1 | 0% | 7296.35 | 7296.35
6.3.9 | PWR-C45-6000ACV | Catalyst 4500 6000W AC dual input Power Supply (Data + PoE) | --- | 14 | 2916.35 | 1 | 0% | 2916.35 | 2916.35
6.3.10 | CAB-AC-2800W-TWLK | U.S. Power Cord, Twist Lock, NEMA 6-20 Plug | --- | 14 | 0 | 4 | 0% | 0 | 0
6.3.11 | PWR-C45-6000ACV/2 | Catalyst 4500 6000W AC dual input Power Supply (Data + PoE) | --- | 14 | 2916.35 | 1 | 0% | 2916.35 | 2916.35
6.3.12 | C4K-SLOT-CVR-E | Catalyst 4500 E-Series Family Slot Cover | --- | 14 | 0 | 3 | 0% | 0 | 0
6.4 | AIR-AP3802I-BK910 | 802.11ac W2 10 AP w/CA; 4x4:3SS; Int Ant; mGig -B Domain | --- | 14 | 13530 | 1 | 0% | 13530 | 13530
6.4.0.1 | CON-SNT-AIR8K910 | SNTC-8X5XNBD 802.11ac W2 10 AP w/CA; 4x4:3SS; Int Ant | 36 | N/A | 0 | 1 | 0% | 0 | 0
6.4.1 | SW3802-CAPWAP-K9 | Cisco Aironet 3800 Series CAPWAP Software Image | --- | 14 | 0 | 10 | 0% | 0 | 0
6.4.2 | AIR-AP-BRACKET-1 | 802.11n AP Low Profile Mounting Bracket (Default) | --- | 14 | 0 | 10 | 0% | 0 | 0
6.4.3 | AIR-AP-T-RAIL-R | Ceiling Grid Clip for Aironet APs - Recessed Mount (Default) | --- | 14 | 0 | 10 | 0% | 0 | 0
6.4.4 | AIR-AP3802I-BBULK | BOM Level AP3800i Bulk PID for B Domain | --- | 14 | 0 | 10 | 0% | 0 | 0
6.4.4.0.1 | CON-SNT-AIR2BULK | SNTC-8X5XNBD BOM Level AP3800i Bulk PID for -B Domain | 36 | N/A | 198 | 10 | 0% | 198 | 1980
SFPs
| Part Number | Description | Service Duration (Months) | Lead Time | Unit List Price | Qty | Disc(%) | Unit Net Price | Extended Net Price
1 | WS-X4748-UPOE+E= | Catalyst 4500E 48-Port UPOE 10/100/1000(RJ45) | --- | 14 | 8995 | 1 | 0% | 8995 | 8995
2 | WS-X4712-SFP+E= | Catalyst 4500 E-Series 12-Port 10GbE (SFP+) | --- | 14 | 26995 | 2 | 0% | 26995 | 53990
6 | CVR-X2-SFP10G= | X2 to SFP+ Adaptor module | --- | 14 | 200 | 0 | 0% | 200 | 0
7 | SFP-10G-SR-S= | 10GBASE-SR SFP Module, Enterprise-Class | --- | 14 | 650 | 26 | 0% | 650 | 16900
8 | SFP-10G-LR-S= | 10GBASE-LR SFP Module, Enterprise-Class | --- | 14 | 1900 | 4 | 0% | 1900 | 7600
9 | SFP-H10GB-CU1M= | 10GBASE-CU SFP+ Cable 1 Meter | --- | 14 | 100 | 6 | 0% | 100 | 600
10 | SFP-H10GB-CU3M= | 10GBASE-CU SFP+ Cable 3 Meter | --- | 14 | 100 | 6 | 0% | 100 | 600
11 | SFP-H10GB-CU5M= | 10GBASE-CU SFP+ Cable 5 Meter | --- | 14 | 150 | 6 | 0% | 150 | 900
4.3.13 | C4K-SLOT-CVR-E | Catalyst 4500 E-Series Family Slot Cover | --- | 14 | 50 | 8 | 0% | 50 | 400
| Phones |  |  |  |  | 204
| Part Number | Description | Service Duration (Months) | Lead Time | Unit List Price | Qty | Disc(%) | Unit Net Price | Extended Net Price
12 | CP-7821-K9= | Cisco UC Phone 7821 | --- | 14 | 255 | 80 | 0% | 255 | 20400
13 | CP-7800-WMK= | Spare Wallmount Kit for Cisco UC Phone 7800 Series | --- | 14 | 75 | 80 | 0% | 75 | 6000
14 | CP-8845-K9= | Cisco IP Phone 8845 | --- | 21 | 575 | 90 | 0% | 575 | 51750
15 | CP-8865-K9= | Cisco IP Phone 8865 | --- | 56 | 795 | 15 | 0% | 795 | 11925
16 | CP-BEKEM= | Cisco IP Phone 8800 Key Expansion Module | --- | 21 | 490 | 10 | 0% | 490 | 4900
17 | CP-8831-K9= | Cisco 8831 Base/Control Panel for North America | --- | 15 | 1495 | 6 | 0% | 1495 | 8970
17.1 | CP-8831-DCU-S | Spare Cisco 8831 Display Control Unit (DCU) | --- | 14 | 0 | 6 | 0% | 0 | 0
18 | CP-MIC-WIRED-S= | Cisco 8831 Wired Microphone Kit | --- | 14 | 350 | 6 | 0% | 350 | 2100
24 | CP-PWR-CUBE-4= | IP Phone power transformer for the 89/9900 phone series | --- | 14 | 65 | 15 | 0% | 65 | 975
25 | CP-PWR-CORD-NA= | Power Cord, North America | --- | 14 | 10 | 15 | 0% | 10 | 150
29 | CP-DX70-W-K9= | Cisco DX70 (White) | --- | 21 | 2750 | 3 | 0% | 2750 | 8250
29.0.1 | CON-SNT-CPDX70WK | SNTC-8X5XNBD Cisco Desktop Collaboration Experience D | 36 | N/A | 660 | 3 | 0% | 660 | 1980
29.1 | CP-PWR-CORD-NA | Power Cord, North America | --- | 21 | 0 | 3 | 0% | 0 | 0
1 | CP-DX80-K9= | Cisco DX80 | --- | 21 | 3990 | 1 | 0% | 3990 | 3990
1.0.1 | CON-SNT-CPDX80KG | SNTC-8X5XNBD Cisco DX80 | 36 | N/A | 957 | 1 | 0% | 957 | 957
1.1 | CP-PWR-CORD-NA | Power Cord, North America | --- | 21 | 0 | 1 | 0% | 0 | 0
| CP-HANDSET-CORD= | Handset cord for 7900 series phones | --- | 21 | 5 | 50 | 0% | 5 | 250
Video Conferencing
| Part Number | Description | Service Duration (Months) | Lead Time | Unit List Price | Qty | Disc(%) | Unit Net Price | Extended Net Price
20 | CTS-SX20N-12X-K9 | SX20 Quick Set w/ 12x Cam, 1 mic, remote and CE8 software | --- | 21 | 11900 | 1 | 0% | 11900 | 11900
20.0.1 | CON-SNT-CTSX2NK9 | SNTC-8X5XNBD SX20 Quick Set w 12x Cam, 1 mic, remote | 36 | N/A | 3213 | 1 | 0% | 3213 | 3213
20.1 | PWR-CORD-US-A | Pwr Cord US 1.8m Black YP-12 To YC-12 | --- | 14 | 0 | 1 | 0% | 0 | 0
20.2 | CTS-MIC-TABL20 | Cisco TelePresence Table Microphone 20 | --- | 14 | 468 | 1 | 0% | 468 | 468
20.3 | CAB-MIC20-EXT | Extension cable for the TABL MIC20 microphone | --- | 14 | 30 | 1 | 0% | 30 | 30
20.4 | CTS-CTRL-DVX-10 | Touch 10 Control Device - selectable option | --- | 14 | 1500 | 1 | 0% | 1500 | 1500
20.4.0.1 | CON-SNT-CTLDV10 | SNTC-8X5XNBD Touch 10 Control Dev | 36 | N/A | 777 | 1 | 0% | 777 | 777
20.5 | CTS-SX20-QS-WMK | Wall Mount Kit for SX20 | --- | 49 | 499 | 1 | 0% | 499 | 499
20.6 | CTS-POE-INJ | Touch10 PoE power injector | --- | 14 | 99 | 1 | 0% | 99 | 99
20.7 | SW-S52010-CE8-K9 | SW Image for SX20 and MX200/300 (2nd gen) series endpoints | --- | 14 | 0 | 1 | 0% | 0 | 0
20.8 | CTS-PHD1080P12XS2+ | PrecisionHD Camera 1080p 12x Gen 2 for use in auto expand | --- | 14 | 0 | 1 | 0% | 0 | 0
20.9 | CAB-HDMI-PHD12XS | Custom 12xcamera cable; HDMI, Cont. and Power (3m) | --- | 42 | 0 | 1 | 0% | 0 | 0
20.1 | CTS-SX20N-CODEC | SX20-N Codec - no encryption | --- | 21 | 0 | 1 | 0% | 0 | 0
20.11 | CTS-MIC-TABL20+ | Cisco TelePresence Table Microphone 20 | --- | 14 | 0 | 1 | 0% | 0 | 0
20.12 | CAB-ETH-5M | Ethernet cable (5m) for auto expand | --- | 14 | 0 | 1 | 0% | 0 | 0
20.13 | CAB-2HDMI-3M | HDMI to HDMI cable | --- | 14 | 0 | 2 | 0% | 0 | 0
20.14 | PWR-CORD-US-A | Pwr Cord US 1.8m Black YP-12 To YC-12 | --- | 14 | 0 | 1 | 0% | 0 | 0
20.15 | LIC-S52010-CE-K9 | License Key Software Encrypted | --- | 14 | 0 | 1 | 0% | 0 | 0
20.16 | PWR-60W-SX-AC | Power supply 60W for auto expand | --- | 14 | 0 | 1 | 0% | 0 | 0
20.17 | CAB-DV10-8M+ | Network cable (ethernet) 8 meter | --- | 14 | 0 | 1 | 0% | 0 | 0
20.18 | CTS-RMT-TRC6 | Remote Control TRC 6 | --- | 14 | 0 | 1 | 0% | 0 | 0
32 | CTS-SX10N-K9 | SX10 HD w/ wall mount, int 5x cam, mic and power supply | --- | 14 | 3990 | 3 | 0% | 3990 | 11970
32.0.1 | CON-ECDN-CTSSX1NK | ESS WITH 8X5XNBD SX10 HD w/ wall mount, int 5x cam and mi | 36 | N/A | 960 | 3 | 0% | 960 | 2880
32.1 | PWR-CORD-US-A | Pwr Cord US 1.8m Black YP-12 To YC-12 | --- | 14 | 0 | 3 | 0% | 0 | 0
32.2 | LIC-CE-CRYPTO-K9 | License key to activate sw encryption module | --- | 14 | 0 | 3 | 0% | 0 | 0
32.3 | CTS-CTRL-DVX-10 | Touch 10 Control Device - selectable option | --- | 14 | 1500 | 3 | 0% | 1500 | 4500
32.3.0.1 | CON-ECDN-CTLDV10 | ESS WITH 8X5XNBD Cisco Touch 10 inch | 36 | N/A | 777 | 3 | 0% | 777 | 2331
32.4 | CTS-POE-INJ | Touch10 PoE power injector | --- | 14 | 99 | 3 | 0% | 99 | 297
32.5 | CTS-MIC-TABL20 | Cisco TelePresence Table Microphone 20 | --- | 14 | 468 | 3 | 0% | 468 | 1404
32.6 | CAB-PRESO-2HDMI | Presentation cable, HDMI to HDMI, 8 meter, gray | --- | 14 | 60 | 3 | 0% | 60 | 180
32.7 | CAB-2HDMI-2M | HDMI-HDMI cab, 2m auto expand | --- | 14 | 0 | 3 | 0% | 0 | 0
32.8 | BRKT-SX10-WMK | SX10 Wall Mount | --- | 14 | 0 | 3 | 0% | 0 | 0
32.9 | CAB-DV10-4M | 4 meter flat grey Ethernet cable for Touch 10 | --- | 21 | 0 | 3 | 0% | 0 | 0
32.1 | CAB-ETH-5M | Ethernet cable (5m) for auto expand | --- | 14 | 0 | 3 | 0% | 0 | 0
32.11 | CAB-DV10-8M- | 8 meter flat grey Ethernet cable for Touch 10 | --- | 21 | 0 | 3 | 0% | 0 | 0
32.12 | PWR-CORD-US-A | Pwr Cord US 1.8m Black YP-12 To YC-12 | --- | 14 | 0 | 3 | 0% | 0 | 0
32.13 | CTS-SX10NCODEC | SX10 Codec | --- | 14 | 0 | 3 | 0% | 0 | 0
32.14 | PWR-SX10-AC+ | Power supply for SX10 | --- | 14 | 0 | 3 | 0% | 0 | 0
32.15 | SW-S52030-CE8-K9 | SW Image for SX10 | --- | 14 | 0 | 3 | 0% | 0 | 0
32.16 | CTS-RMT-TRC6 | Remote Control TRC 6 | --- | 14 | 0 | 3 | 0% | 0 | 0
21 | CTS-QSC20-MIC= | Performance Microphone 20 | --- | 14 | 468 | 4 | 0% | 468 | 1872
22 | CAB-MIC20-EXT= | Extension cable for the Performance microphone | --- | 14 | 30 | 8 | 0% | 30 | 240
Analog Gateways
| Part Number | Description | Service Duration (Months) | Lead Time | Unit List Price | Qty | Disc(%) | Unit Net Price | Extended Net Price
28 | VG310 | Modular 24 FXS Port VoIP Gateway with PVDM3-64 | --- | 56 | 5400 | 1 | 0% | 5400 | 5400
28.0.1 | CON-SNT-VG310ICV | SNTC-8X5XNBD Cisco VG310 - Modular 24 FXS Port Voice | 36 | N/A | 1347 | 1 | 0% | 1347 | 1347
28.1 | SVG3XUK9-15603M | Cisco VG3X0 UNIVERSAL | --- | 14 | 0 | 1 | 0% | 0 | 0
28.2 | MEM-CF-256MB | 256MB Compact Flash for Cisco 1900, 2900, 3900 ISR | --- | 14 | 0 | 1 | 0% | 0 | 0
28.3 | CAB-AC | AC Power Cord (North America), C13, NEMA 5-15P, 2.1m | --- | 14 | 0 | 1 | 0% | 0 | 0
28.4 | CAB-CONSOLE-USB | Console Cable 6 ft with USB Type A and mini-B | --- | 14 | 30 | 1 | 0% | 30 | 30
28.5 | HWIC-BLANK | Blank faceplate for HWIC slot on Cisco ISR | --- | 14 | 0 | 1 | 0% | 0 | 0
28.6 | PVDM3-64 | 64-channel high-density voice DSP module | --- | 14 | 0 | 1 | 0% | 0 | 0
28.7 | SL-VG3X0-IPB-K9 | Cisco VG3X0 IP Base License | --- | 14 | 0 | 1 | 0% | 0 | 0
28.8 | SL-VG3X0-UC-K9 | Cisco VG3X0 Unified Communications License | --- | 14 | 0 | 1 | 0% | 0 | 0
Access Points
| Part Number | Description | Service Duration (Months) | Lead Time | Unit List Price | Qty | Disc(%) | Unit Net Price | Extended Net Price
9 | AIR-AP3802I-BK910 | 802.11ac W2 10 AP w/CA; 4x4:3SS; Int Ant; mGig -B Domain | --- | 14 | 16500 | 2 | 0% | 16500 | 33000
9.1 | AIR-AP3802I-BBULK | BOM Level AP3800i Bulk PID for B Domain | --- | 14 | 0 | 20 | 0% | 0 | 0
9.2 | AIR-AP-BRACKET-1 | 802.11n AP Low Profile Mounting Bracket (Default) | --- | 14 | 0 | 20 | 0% | 0 | 0
9.3 | AIR-AP-T-RAIL-R | Ceiling Grid Clip for Aironet APs - Recessed Mount (Default) | --- | 14 | 0 | 20 | 0% | 0 | 0
9.4 | SW3802-CAPWAP-K9 | Cisco Aironet 3800 Series CAPWAP Software Image | --- | 14 | 0 | 20 | 0% | 0 | 0
LICENSES
| Part Number | Description | Service Duration (Months) | Lead Time | Unit List Price | Qty | Disc(%) | Unit Net Price | Extended Net Price
1 | INST-CDR-1 | Variphy Insight CDR - Call History, Call Accounting, Call Trace, Device Utilization | 12 |  | 7.7 | 210 | 0% | 7.7 | 1617
APC UPS
| Part Number | Description | Service Duration (Months) | Lead Time | Unit List Price | Qty | Disc(%) | Unit Net Price | Extended Net Price
1 | SUA5000RMT5U | APC Smart-UPS 5000VA 208V Rackmount/Tower |  |  | 3150 | 10 |  | 3150 | 31500
2 | AP9626 | APC Step-Down Transformer RM 2U 208V IN 120V OUT |  |  | 599 | 6 |  | 599 | 3594
3 | AP9570 | Rack PDU Basic 1U 30A 208V Four C19s APC Basic Rack PDU input: 208V |  |  | 249.99 | 20 |  | 249.99 | 4999.8
4 | AP9877 | APC Power Cord C19 to C20 |  |  | 29.99 | 80 |  | 29.99 | 2399.2
5 | SMX1500RM2U | APC Smart-UPS X 1500VA Rack/Tower LCD 120V |  |  | 829 | 0 |  | 829 | 0
| AP9563 | APC Rack PDU, Basic, 1U, 20A, 120V, (10)5-20; 5-20P |  |  | 149.99 | 5 |  | 149.99 | 749.95
Note on B11: MA Ferguson: One Network Bundle with 4507, 3 UPOE/mGig blades, 10 pack 3802 WAPs
Note on B62: MA Ferguson: One Network Bundle with 4507, 4 UPOE/mGig blades, 10 pack 3802 WAPs
Note on B114: MA Ferguson: One Network Bundle with 4510, 7 UPOE/mGig blades, 10 pack 3802 WAPs
Note on B169: MA Ferguson: One Network Bundle with 4510, 5 UPOE/mGig blades, 10 pack 3802 WAPs
Note on B222: MA Ferguson: One Network Bundle with 4507, 3 UPOE/mGig blades, 10 pack 3802 WAPs
Note on B273: MA Ferguson: One Network Bundle with 4510, 6 UPOE/mGig blades, 10 pack 3802 WAPs
Note on B327: MA Ferguson: One Network Bundle with 4510, 7 UPOE/mGig blades, 10 pack 3802 WAPs
Note on B382: MA Ferguson: One Network Bundle with 4510, 4 UPOE/mGig blades, 10 pack 3802 WAPs
Note on B518: MA Ferguson: SX20 (New Sku)
Note on B540: MA Ferguson: SX10

## WHI-Cable
PROJECT: | WEST HOUSTON INSTITUTE | [5 empty] | IDF1 | IDF2 | IDF3 | IDF4 | IDF5
Coop. Contract Number:
Part Number | Description | Length | Unit | Total Qty | Discount | Price | QTY | QTY | QTY | QTY | QTY | Extended Price
| MISCELLANEOUS | [5 empty] | 0 | 0 | 0 | 0 | 0
HLT3I-X0 | Panduit Tak-Ty Hook and loop cable ties, 12" length, HLT3I-X0, roll of 10 | 12" | Roll | 39 |  |  | 39 |  |  |  |  | 0
S100X150VAC | Panduit P1 Self-Laminating Label Cassettes for PanTher LS8E hand-held printer. 200 labels per package. | n/a | Cassette | 19 |  |  | 19 |  |  |  |  | 0
NWSLC-3Y | Panduit Orange cable identification sleeve for 3mm Simplex cable, 1" Length, Pack of 100 | n/a | Cassette | 1 |  |  | 1 |  |  |  |  | 0
| CABLES | [5 empty] | 0 | 0 | 0 | 0 | 0
CPCSSX2-0ZF005 | Commscope, Systimax solution, CAT6A, RJ45, Straight patch cable, No boot, Blue Color | 5 ft | Each | 0 |  |  | 0 |  |  |  |  | 0
CPCSSX2-0ZF007 | Commscope, Systimax solution, CAT6A, RJ45, Straight patch cable, No boot, Blue Color | 7 ft | Each | 468 |  |  | 468 |  |  |  |  | 0
CPCSSX2-0ZF010 | Commscope, Systimax solution, CAT6A, RJ45, Straight patch cable, No boot, Blue Color | 10 ft | Each | 468 |  |  | 468 |  |  |  |  | 0
CPCSSX2-0ZF015 | Commscope, Systimax solution, CAT6A, RJ45, Straight patch cable, No boot, Blue Color | 15 ft | Each | 0 |  |  | 0 |  |  |  |  | 0
CPCSSX2-0ZF020 | Commscope, Systimax solution, CAT6A, RJ45, Straight patch cable, No boot, Blue Color | 20 ft | Each | 0 |  |  | 0 |  |  |  |  | 0
CPCSSX2-0ZF025 | Commscope, Systimax solution, CAT6A, RJ45, Straight patch cable, No boot, Blue Color | 25 ft | Each | 0 |  |  | 0 |  |  |  |  | 0
CPCSSX2-0ZF030 | Commscope, Systimax solution, CAT6A, RJ45, Straight patch cable, No boot, Blue Color | 30 ft | Each | 0 |  |  | 0 |  |  |  |  | 0
CPCSSX2-0ZF035 | Commscope, Systimax solution, CAT6A, RJ45, Straight patch cable, No boot, Blue Color | 35 ft | Each | 0 |  |  | 0 |  |  |  |  | 0
CPC3312-03F005 | Commscope, Systimax solution, CAT6, RJ45, Straight patch cable, No boot, Gray Color | 5 ft | Each | 972 |  |  | 972 |  |  |  |  | 0
CPC3312-03F007 | Commscope, Systimax solution, CAT6, RJ45, Straight patch cable, No boot, Gray Color | 7 ft | Each | 432 |  |  | 432 |  |  |  |  | 0
CPC3312-03F010 | Commscope, Systimax solution, CAT6, RJ45, Straight patch cable, No boot, Gray Color | 10 ft | Each | 0 |  |  | 0 |  |  |  |  | 0
CPC3312-03F015 | Commscope, Systimax solution, CAT6, RJ45, Straight patch cable, No boot, Gray Color | 15 ft | Each | 351 |  |  | 351 |  |  |  |  | 0
CPC3312-03F020 | Commscope, Systimax solution, CAT6, RJ45, Straight patch cable, No boot, Gray Color | 20 ft | Each | 80 |  |  | 80 |  |  |  |  | 0
CPC3312-03F025 | Commscope, Systimax solution, CAT6, RJ45, Straight patch cable, No boot, Gray Color | 25 ft | Each | 351 |  |  | 351 |  |  |  |  | 0
CPC3312-03F030 | Commscope, Systimax solution, CAT6, RJ45, Straight patch cable, No boot, Gray Color | 30 ft | Each | 80 |  |  | 80 |  |  |  |  | 0
CPC3312-03F035 | Commscope, Systimax solution, CAT6, RJ45, Straight patch cable, No boot, Gray Color | 35 ft | Each | 40 |  |  | 40 |  |  |  |  | 0
CPC3312-03F050 | Commscope, Systimax solution, CAT6, RJ45, Straight patch cable, No boot, Gray Color | 50 ft | Each | 5 |  |  | 5 |  |  |  |  | 0
CPC3312-07F007 | Commscope, Systimax solution, CAT6, RJ45, Straight patch cable, No boot, Red Color | 7 ft | Each | 22 |  |  | 22 |  |  |  |  | 0
CPC3312-07F020 | Commscope, Systimax solution, CAT6, RJ45, Straight patch cable, No boot, Red Color | 20 ft | Each | 22 |  |  | 22 |  |  |  |  | 0
CPC3312-07F035 | Commscope, Systimax solution, CAT6, RJ45, Straight patch cable, No boot, Red Color | 35 ft | Each | 11 |  |  | 11 |  |  |  |  | 0
| LC - SC | [5 empty] | 0 | 0 | 0 | 0 | 0
FEXLCSC42-MXF010 | Commscope, Systimax solution, LC - SC , 10Gb Duplex Multimode 50/125 OM4 fiber cable, Aqua color | 10 ft | Each | 60 |  |  | 60 |  |  |  |  | 0
FEXLCSC42-MXF015 | Commscope, Systimax solution, LC - SC , 10Gb Duplex Multimode 50/125 OM4 fiber cable, Aqua color | 15 ft | Each | 20 |  |  | 20 |  |  |  |  | 0
FEXLCSC42-MXF020 | Commscope, Systimax solution, LC - SC , 10Gb Duplex Multimode 50/125 OM4 fiber cable, Aqua color | 20 ft | Each | 10 |  |  | 10 |  |  |  |  | 0
FEXLCSC42-MXF025 | Commscope, Systimax solution, LC - SC , 10Gb Duplex Multimode 50/125 OM4 fiber cable, Aqua color | 25 ft | Each | 10 |  |  | 10 |  |  |  |  | 0
FEXLCSC42-MXF030 | Commscope, Systimax solution, LC - SC , 10Gb Duplex Multimode 50/125 OM4 fiber cable, Aqua color | 30 ft | Each | 0 |  |  | 0 |  |  |  |  | 0
FEXLCSC42-MXF035 | Commscope, Systimax solution, LC - SC , 10Gb Duplex Multimode 50/125 OM4 fiber cable, Aqua color | 35 ft | Each | 0 |  |  | 0 |  |  |  |  | 0
FEXLCSC42-MXF040 | Commscope, Systimax solution, LC - SC , 10Gb Duplex Multimode 50/125 OM4 fiber cable, Aqua color | 40 ft | Each | 0 |  |  | 0 |  |  |  |  | 0
FEXLCSC42-MXF045 | Commscope, Systimax solution, LC - SC , 10Gb Duplex Multimode 50/125 OM4 fiber cable, Aqua color | 45 ft | Each | 0 |  |  | 0 |  |  |  |  | 0
FEXLCSC42-MXF050 | Commscope, Systimax solution, LC - SC , 10Gb Duplex Multimode 50/125 OM4 fiber cable, Aqua color | 50 ft | Each | 0 |  |  | 0 |  |  |  |  | 0
| LC - LC | [5 empty] | 0 | 0 | 0 | 0 | 0
FEXLCLC42-MXF010 | Commscope, Systimax solution, LC - LC , 10Gb Duplex Multimode 50/125 OM4 fiber cable, Aqua color | 10 ft | Each | 20 |  |  | 20 |  |  |  |  | 0
FEXLCLC42-MXF015 | Commscope, Systimax solution, LC - LC , 10Gb Duplex Multimode 50/125 OM4 fiber cable, Aqua color | 15 ft | Each | 20 |  |  | 20 |  |  |  |  | 0
FEXLCLC42-MXF020 | Commscope, Systimax solution, LC - LC , 10Gb Duplex Multimode 50/125 OM4 fiber cable, Aqua color | 20 ft | Each | 10 |  |  | 10 |  |  |  |  | 0
FEXLCLC42-MXF025 | Commscope, Systimax solution, LC - LC , 10Gb Duplex Multimode 50/125 OM4 fiber cable, Aqua color | 25 ft | Each | 10 |  |  | 10 |  |  |  |  | 0
FEXLCLC42-MXF030 | Commscope, Systimax solution, LC - LC , 10Gb Duplex Multimode 50/125 OM4 fiber cable, Aqua color | 30 ft | Each | 0 |  |  | 0 |  |  |  |  | 0
FEXLCLC42-MXF035 | Commscope, Systimax solution, LC - LC , 10Gb Duplex Multimode 50/125 OM4 fiber cable, Aqua color | 35 ft | Each | 0 |  |  | 0 |  |  |  |  | 0
FEXLCLC42-MXF040 | Commscope, Systimax solution, LC - LC , 10Gb Duplex Multimode 50/125 OM4 fiber cable, Aqua color | 40 ft | Each | 0 |  |  | 0 |  |  |  |  | 0
FEXLCLC42-MXF045 | Commscope, Systimax solution, LC - LC , 10Gb Duplex Multimode 50/125 OM4 fiber cable, Aqua color | 45 ft | Each | 0 |  |  | 0 |  |  |  |  | 0
FEXLCLC42-MXF050 | Commscope, Systimax solution, LC - LC , 10Gb Duplex Multimode 50/125 OM4 fiber cable, Aqua color | 50 ft | Each | 0 |  |  | 0 |  |  |  |  | 0
| SC - SC | [5 empty] | 0 | 0 | 0 | 0 | 0
FEXSCSC42-MXF010 | Commscope, Systimax solution, SC - SC , 10Gb Duplex Multimode 50/125 OM4 fiber cable, Aqua color | 10 ft | Each | 20 |  |  | 20 |  |  |  |  | 0
FEXSCSC42-MXF015 | Commscope, Systimax solution, SC - SC , 10Gb Duplex Multimode 50/125 OM4 fiber cable, Aqua color | 15 ft | Each | 20 |  |  | 20 |  |  |  |  | 0
FEXSCSC42-MXF020 | Commscope, Systimax solution, SC - SC , 10Gb Duplex Multimode 50/125 OM4 fiber cable, Aqua color | 20 ft | Each | 10 |  |  | 10 |  |  |  |  | 0
FEXSCSC42-MXF025 | Commscope, Systimax solution, SC - SC , 10Gb Duplex Multimode 50/125 OM4 fiber cable, Aqua color | 25 ft | Each | 10 |  |  | 10 |  |  |  |  | 0
FEXSCSC42-MXF030 | Commscope, Systimax solution, SC - SC , 10Gb Duplex Multimode 50/125 OM4 fiber cable, Aqua color | 30 ft | Each | 0 |  |  | 0 |  |  |  |  | 0
FEXSCSC42-MXF035 | Commscope, Systimax solution, SC - SC , 10Gb Duplex Multimode 50/125 OM4 fiber cable, Aqua color | 35 ft | Each | 0 |  |  | 0 |  |  |  |  | 0
FEXSCSC42-MXF040 | Commscope, Systimax solution, SC - SC , 10Gb Duplex Multimode 50/125 OM4 fiber cable, Aqua color | 40 ft | Each | 0 |  |  | 0 |  |  |  |  | 0
FEXSCSC42-MXF045 | Commscope, Systimax solution, SC - SC , 10Gb Duplex Multimode 50/125 OM4 fiber cable, Aqua color | 45 ft | Each | 0 |  |  | 0 |  |  |  |  | 0
FEXSCSC42-MXF050 | Commscope, Systimax solution, SC - SC , 10Gb Duplex Multimode 50/125 OM4 fiber cable, Aqua color | 50 ft | Each | 0 |  |  | 0 |  |  |  |  | 0
| LC - SC | [5 empty] | 0 | 0 | 0 | 0 | 0
FEWLCSC42-JXF010 | Commscope, Systimax solution, LC - SC , TERASPEED Singlemode 8.3/125 SM fiber cable, Yellow color | 10 ft | Each | 10 |  |  | 10 |  |  |  |  | 0
FEWLCSC42-JXF015 | Commscope, Systimax solution, LC - SC , TERASPEED Singlemode 8.3/125 SM fiber cable, Yellow color | 15 ft | Each | 10 |  |  | 10 |  |  |  |  | 0
FEWLCSC42-JXF020 | Commscope, Systimax solution, LC - SC , TERASPEED Singlemode 8.3/125 SM fiber cable, Yellow color | 20 ft | Each | 10 |  |  | 10 |  |  |  |  | 0
FEWLCSC42-JXF025 | Commscope, Systimax solution, LC - SC , TERASPEED Singlemode 8.3/125 SM fiber cable, Yellow color | 25 ft | Each | 0 |  |  | 0 |  |  |  |  | 0
FEWLCSC42-JXF030 | Commscope, Systimax solution, LC - SC , TERASPEED Singlemode 8.3/125 SM fiber cable, Yellow color | 30 ft | Each | 0 |  |  | 0 |  |  |  |  | 0
FEWLCSC42-JXF035 | Commscope, Systimax solution, LC - SC , TERASPEED Singlemode 8.3/125 SM fiber cable, Yellow color | 35 ft | Each | 0 |  |  | 0 |  |  |  |  | 0
FEWLCSC42-JXF040 | Commscope, Systimax solution, LC - SC , TERASPEED Singlemode 8.3/125 SM fiber cable, Yellow color | 40 ft | Each | 0 |  |  | 0 |  |  |  |  | 0
FEWLCSC42-JXF045 | Commscope, Systimax solution, LC - SC , TERASPEED Singlemode 8.3/125 SM fiber cable, Yellow color | 45 ft | Each | 0 |  |  | 0 |  |  |  |  | 0
FEWLCSC42-JXF050 | Commscope, Systimax solution, LC - SC , TERASPEED Singlemode 8.3/125 SM fiber cable, Yellow color | 50 ft | Each | 0 |  |  | 0 |  |  |  |  | 0
| ANALOG | [5 empty] | 0 | 0 | 0 | 0 | 0
N154-050-C3 | TRIPPLITE - Cat3 25-Pair Telco Cable (RJ21 M to Open End), 50-ft. | 50 ft | Each | 0 | [7 empty] | 0
N154-100-C3 | TRIPPLITE - Cat3 25-Pair Telco Cable (RJ21 M to Open End), 100-ft. | 100 ft | Each | 0 | [7 empty] | 0
P110KB1005Y | Panduit PAN-PUNCH 110 - punch-down block | n/a | Each | 0 | [7 empty] | 0
25-3-PP-5-180 | ALLEN TEL 25-Pair Cable Assembly Two Plugs 180 style - 5FT | 50 ft | Each | 2 |  |  | 2 |  |  |  |  | 0
S700A110-B1-50 | Siemon's 50-pair pre-wired S110 block with legs | n/a | Each | 2 |  |  | 2 |  |  |  |  | 0
ELN25T-0025-MM | Blackbox CAT3 Telco Connector Cable (UTP), PVC (25-3-PP-25-GY) | 25 ft | Each | 0 | [7 empty] | 0
ELN25TP-0025-MM | Blackbox CAT3 Telco Connector Cable (UTP), PLENUM (25PP25PL3) | 25 ft | Each | 0 | [7 empty] | 0
ELN25T-0050-MM | Blackbox CAT3 Telco Connector Cable (UTP), PVC (25-3-PP-50-GY) | 50 ft | Each | 2 |  |  | 2 |  |  |  |  | 0
ELN25TP-0050-MM | Blackbox CAT3 Telco Connector Cable (UTP), PLENUM (25PP50PL3) | 50 ft | Each | 0 | [7 empty] | 0
S110P1-P1-15 | Siemon cable, 1 Pair Double Ended 110 Patchcord, 110 TO 110 | 15 ft | Each | 0 | [7 empty] | 0
S110P1-U1-15 | Siemon cable, 1 Pair Double Ended 110 Patchcord, 110 TO RJ11 | 15 ft | Each | 40 |  |  | 40 |  |  |  |  | 0
S110P1-U4-15 | Siemon cable, 1 Pair Double Ended 110 Patchcord, 110 TO RJ45 | 15 ft | Each | 0 | [7 empty] | 0
02970 | Cables2Go, RJ11 Modular Telephone Cable, RJ11 to RJ11, 7ft | 7ft | Each | 25 |  |  | 25 |  |  |  |  | 0
09590 | Cables2Go, RJ11 Modular Telephone Cable, RJ11 to RJ11, 14ft | 14ft | Each | 25 |  |  | 25 |  |  |  |  | 0
EYN7001BL-1000 | Blackbox Cross-Connect Wire, 1 Pair, White/Blue w Blue - 1000ft | 1000 ft | Each | 6 |  |  | 6 |  |  |  |  | 0
0

## NLAcad-Network
Project: |  | NORTHLINE ACADEMIC BUILDING
|  | Coop. Contract Number: | Cisco Hardware Discount:
Cisco Smartnet Discount:
|  |  | Total Extended Net Price : |  |  |  |  | 307777.45
Network Switches and Wireless
| Part Number | Description | Service Duration (Months) | Lead Time | Unit List Price | Qty | Discount | Unit Net Price | Extended Price
MDF - 113 - 1st Floor - One Network Bundle with 4507, 4 UPOE/mGig blades, 10 pack 3802 WAPs
5 | ONENTWK-EN-07-10 | 4507+2xSUP8e, 2x4748-UPoE,10P Bundle | --- | N/A | 0 | 1 | 0% | 0 | 0
5.1 | C1-AIR-K9 | Cisco ONE Access - Wireless - CHOOSE ONLY QTY 1 HERE | --- | 21 | 0 | 1 | 0% | 0 | 0
5.1.0.1 | CON-ECMU-C1AIRK | SWSS UPGRADES Cisco ONE - Wireless | 36 | N/A | 0 | 1 | 0% | 0 | 0
5.1.1 | DNA-VOUCHER | Tracker Eligibility SKU for DNA Offers | --- | 14 | 0 | 1 | 0% | 0 | 0
5.1.2 | C1-MSE-PAK | Cisco ONE MSE License PAK | --- | 14 | 0 | 1 | 0% | 0 | 0
5.1.3 | C1FPAIRK9 | Cisco ONE Foundation Perpetual - Wireless | --- | 21 | 255.5 | 10 | 0% | 255.5 | 2555
5.1.3.0.1 | CON-ECMU-C1FPAIR | SWSS UPGRADES C1 Foundation Perpetual - Wireless | 36 | N/A | 159 | 10 | 0% | 159 | 1590
5.1.4 | C1-WLC-1 | Cisco ONE Wireless LAN Controller AP License (any WLC) | --- | 21 | 0 | 10 | 0% | 0 | 0
5.1.5 | C1-WLC-PAK | Cisco ONE Wireless LAN Controller AP License PAK (any WLC) | --- | 21 | 0 | 1 | 0% | 0 | 0
5.1.6 | C1-PI-LFAS-AP-K9 | Cisco ONE PI Device License for LF & AS for WLAN | --- | 21 | 0 | 10 | 0% | 0 | 0
5.1.7 | C1-ISE-BASE-AP | Cisco ONE Identity Services Engine 25 EndPoint Base Lic | --- | 14 | 0 | 10 | 0% | 0 | 0
5.1.8 | C1-MSE-LS-1 | Cisco ONE CMX Base (Location + Connect) - 1AP license | --- | 14 | 0 | 10 | 0% | 0 | 0
5.1.9 | C1-CEM-25-K9 | Cisco ONE Energy Mgmt Perpetual Lic - 25 DO End Points | --- | 14 | 0 | 10 | 0% | 0 | 0
5.1.10 | C1-LC-5-1Y | Cisco ONE StealthWatch 5 FPS Lic 1 YR | --- | 21 | 0 | 10 | 0% | 0 | 0
5.1.11 | C1F1VAIR-03 | Tracker PID v03 Fnd Perpetual AIR - no delivery | --- | 21 | 0 | 1 | 0% | 0 | 0
5.2 | C1-CAT-UPG | Cisco ONE Upg for Catalyst Switches - CHOOSE ONLY QTY 1 HERE | --- | 14 | 0 | 1 | 0% | 0 | 0
5.2.0.1 | CON-ECMU-C1CATUPG | SWSS UPGRADES Cisco ONE Upgrade for Catalyst Switches | 36 | N/A | 0 | 1 | 0% | 0 | 0
5.2.1 | C1FBUCAT4500R | Cisco ONE Foundation Perpetual Cat4500 (Redundant Sup) | --- | 21 | 200 | 1 | 0% | 200 | 200
5.2.1.0.1 | CON-ECMU-C1FBUCAT | SWSS UPGRADES Cisco ONE Foundation | 36 | N/A | 114 | 1 | 0% | 114 | 114
5.2.2 | C1-R-C4500E-IPBLIC | Cisco ONE IP Base (reference, no lic) | --- | 14 | 0 | 1 | 0% | 0 | 0
5.2.3 | C1-PI-LFAS-4K6K-K9 | Cisco ONE PI Device License for LF & AS for Cat 4k, 6k | --- | 21 | 0 | 1 | 0% | 0 | 0
5.2.4 | C1-ISE-BASE-CAT4K | Cisco ONE Identity Services Engine 150 EndPoint Base Lic | --- | 14 | 0 | 1 | 0% | 0 | 0
5.2.5 | C1-EGW-150-K9 | Cisco ONE Energy Mgmt Perpetual Lic - 150 DO End Points | --- | 14 | 0 | 1 | 0% | 0 | 0
5.2.6 | C1FBVCAT4500S-02 | Tracker PID v02 Fnd Perpetual CAT4500S - no delivery | --- | 14 | 0 | 1 | 0% | 0 | 0
5.2.7 | C1AAUCAT4500X | Cisco ONE Upg-to Advanced Perpetual Cat4500X 32P Std | --- | 21 | 0 | 1 | 0% | 0 | 0
5.2.7.0.1 | CON-ECMU-C1AA4500X | SWSS UPGRADES C1 Advanced Perpetual Cat4500X 32P Std | 36 | N/A | 3600 | 1 | 0% | 3600 | 3600
5.2.8 | C1-R-C4500X-ES | Cisco ONE 4500X 32P Ent Services Lic Perpetual (Ref, No Lic) | --- | 14 | 0 | 1 | 0% | 0 | 0
5.3 | WS-C4507R+E | Catalyst4500E 7 slot chassis for 48Gbps/slot, fan, no ps | --- | 21 | 5106.35 | 1 | 0% | 5106.35 | 5106.35
5.3.0.1 | CON-SNT-C4507R+E | SNTC-8X5XNBD Catalyst4500E 7 slot chassis for 48Gbps | 36 | N/A | 8280 | 1 | 0% | 8280 | 8280
5.3.1 | S45EUK9-S8-38E | CAT4500e SUP8e Universal Crypto Image | --- | 14 | 0 | 1 | 0% | 0 | 0
5.3.2 | C4500E-IP-ES | Paper IP to Ent Services License | --- | 14 | 7296.35 | 1 | 0% | 7296.35 | 7296.35
5.3.3 | FNF-AP | 90 Day Full Functionality Trial of LiveAction software | --- | 14 | 0 | 1 | 0% | 0 | 0
5.3.4 | EW-JX-50SW | Key for Cisco EnergyWise Mgmt (JouleX) 45-day trial License | --- | 14 | 0 | 1 | 0% | 0 | 0
5.3.5 | WS-X45-SUP8-E | Catalyst 4500 E-Series Supervisor 8-E | --- | 14 | 14596.35 | 1 | 0% | 14596.35 | 14596.35
5.3.6 | WS-X45-SUP8-E/2 | Catalyst 4500 E-Series Redundant Supervisor 8-E | --- | 14 | 14596.35 | 1 | 0% | 14596.35 | 14596.35
5.3.7 | WS-X4748-12X48U+E | Catalyst 4500E 48-Port UPOE w/ 12p mGig and 36p 10/100/1000 | --- | 14 | 7296.35 | 1 | 0% | 7296.35 | 7296.35
5.3.8 | WS-X4748-12X48U+E | Catalyst 4500E 48-Port UPOE w/ 12p mGig and 36p 10/100/1000 | --- | 14 | 7296.35 | 1 | 0% | 7296.35 | 7296.35
5.3.9 | WS-X4748-12X48U+E | Catalyst 4500E 48-Port UPOE w/ 12p mGig and 36p 10/100/1000 | --- | 14 | 7296.35 | 1 | 0% | 7296.35 | 7296.35
5.3.10 | WS-X4748-12X48U+E | Catalyst 4500E 48-Port UPOE w/ 12p mGig and 36p 10/100/1000 | --- | 14 | 7296.35 | 1 | 0% | 7296.35 | 7296.35
5.3.11 | PWR-C45-6000ACV | Catalyst 4500 6000W AC dual input Power Supply (Data + PoE) | --- | 14 | 2916.35 | 1 | 0% | 2916.35 | 2916.35
5.3.12 | CAB-AC-2800W-TWLK | U.S. Power Cord, Twist Lock, NEMA 6-20 Plug | --- | 14 | 0 | 4 | 0% | 0 | 0
5.3.13 | PWR-C45-6000ACV/2 | Catalyst 4500 6000W AC dual input Power Supply (Data + PoE) | --- | 14 | 2916.35 | 1 | 0% | 2916.35 | 2916.35
5.3.14 | C4K-SLOT-CVR-E | Catalyst 4500 E-Series Family Slot Cover | --- | 14 | 0 | 1 | 0% | 0 | 0
5.4 | AIR-AP3802I-BK910 | 802.11ac W2 10 AP w/CA; 4x4:3SS; Int Ant; mGig -B Domain | --- | 35 | 13530 | 1 | 0% | 13530 | 13530
5.4.0.1 | CON-SNT-AIR8K910 | SNTC-8X5XNBD 802.11ac W2 10 AP w/CA; 4x4:3SS; Int Ant | 36 | N/A | 0 | 1 | 0% | 0 | 0
5.4.1 | SW3802-CAPWAP-K9 | Cisco Aironet 3800 Series CAPWAP Software Image | --- | 14 | 0 | 10 | 0% | 0 | 0
5.4.2 | AIR-AP-BRACKET-1 | 802.11n AP Low Profile Mounting Bracket (Default) | --- | 14 | 0 | 10 | 0% | 0 | 0
5.4.3 | AIR-AP-T-RAIL-R | Ceiling Grid Clip for Aironet APs - Recessed Mount (Default) | --- | 14 | 0 | 10 | 0% | 0 | 0
5.4.4 | AIR-AP3802I-BBULK | BOM Level AP3800i Bulk PID for B Domain | --- | 14 | 0 | 10 | 0% | 0 | 0
5.4.4.0.1 | CON-SNT-AIR2BULK | SNTC-8X5XNBD BOM Level AP3800i Bulk PID for -B Domain | 36 | N/A | 198 | 10 | 0% | 198 | 1980
IDF 206 - 2nd Floor - One Network Bundle with 4507, 4 UPOE/mGig blades, 10 pack 3802 WAPs
5 | ONENTWK-EN-07-10 | 4507+2xSUP8e, 2x4748-UPoE,10P Bundle | --- | N/A | 0 | 1 | 0% | 0 | 0
5.1 | C1-AIR-K9 | Cisco ONE Access - Wireless - CHOOSE ONLY QTY 1 HERE | --- | 21 | 0 | 1 | 0% | 0 | 0
5.1.0.1 | CON-ECMU-C1AIRK | SWSS UPGRADES Cisco ONE - Wireless | 36 | N/A | 0 | 1 | 0% | 0 | 0
5.1.1 | DNA-VOUCHER | Tracker Eligibility SKU for DNA Offers | --- | 14 | 0 | 1 | 0% | 0 | 0
5.1.2 | C1-MSE-PAK | Cisco ONE MSE License PAK | --- | 14 | 0 | 1 | 0% | 0 | 0
5.1.3 | C1FPAIRK9 | Cisco ONE Foundation Perpetual - Wireless | --- | 21 | 255.5 | 10 | 0% | 255.5 | 2555
5.1.3.0.1 | CON-ECMU-C1FPAIR | SWSS UPGRADES C1 Foundation Perpetual - Wireless | 36 | N/A | 159 | 10 | 0% | 159 | 1590
5.1.4 | C1-WLC-1 | Cisco ONE Wireless LAN Controller AP License (any WLC) | --- | 21 | 0 | 10 | 0% | 0 | 0
5.1.5 | C1-WLC-PAK | Cisco ONE Wireless LAN Controller AP License PAK (any WLC) | --- | 21 | 0 | 1 | 0% | 0 | 0
5.1.6 | C1-PI-LFAS-AP-K9 | Cisco ONE PI Device License for LF & AS for WLAN | --- | 21 | 0 | 10 | 0% | 0 | 0
5.1.7 | C1-ISE-BASE-AP | Cisco ONE Identity Services Engine 25 EndPoint Base Lic | --- | 14 | 0 | 10 | 0% | 0 | 0
5.1.8 | C1-MSE-LS-1 | Cisco ONE CMX Base (Location + Connect) - 1AP license | --- | 14 | 0 | 10 | 0% | 0 | 0
5.1.9 | C1-CEM-25-K9 | Cisco ONE Energy Mgmt Perpetual Lic - 25 DO End Points | --- | 14 | 0 | 10 | 0% | 0 | 0
5.1.10 | C1-LC-5-1Y | Cisco ONE StealthWatch 5 FPS Lic 1 YR | --- | 21 | 0 | 10 | 0% | 0 | 0
5.1.11 | C1F1VAIR-03 | Tracker PID v03 Fnd Perpetual AIR - no delivery | --- | 21 | 0 | 1 | 0% | 0 | 0
5.2 | C1-CAT-UPG | Cisco ONE Upg for Catalyst Switches - CHOOSE ONLY QTY 1 HERE | --- | 14 | 0 | 1 | 0% | 0 | 0
5.2.0.1 | CON-ECMU-C1CATUPG | SWSS UPGRADES Cisco ONE Upgrade for Catalyst Switches | 36 | N/A | 0 | 1 | 0% | 0 | 0
5.2.1 | C1FBUCAT4500R | Cisco ONE Foundation Perpetual Cat4500 (Redundant Sup) | --- | 21 | 200 | 1 | 0% | 200 | 200
5.2.1.0.1 | CON-ECMU-C1FBUCAT | SWSS UPGRADES Cisco ONE Foundation | 36 | N/A | 114 | 1 | 0% | 114 | 114
5.2.2 | C1-R-C4500E-IPBLIC | Cisco ONE IP Base (reference, no lic) | --- | 14 | 0 | 1 | 0% | 0 | 0
5.2.3 | C1-PI-LFAS-4K6K-K9 | Cisco ONE PI Device License for LF & AS for Cat 4k, 6k | --- | 21 | 0 | 1 | 0% | 0 | 0
5.2.4 | C1-ISE-BASE-CAT4K | Cisco ONE Identity Services Engine 150 EndPoint Base Lic | --- | 14 | 0 | 1 | 0% | 0 | 0
5.2.5 | C1-EGW-150-K9 | Cisco ONE Energy Mgmt Perpetual Lic - 150 DO End Points | --- | 14 | 0 | 1 | 0% | 0 | 0
5.2.6 | C1FBVCAT4500S-02 | Tracker PID v02 Fnd Perpetual CAT4500S - no delivery | --- | 14 | 0 | 1 | 0% | 0 | 0
5.2.7 | C1AAUCAT4500X | Cisco ONE Upg-to Advanced Perpetual Cat4500X 32P Std | --- | 21 | 0 | 1 | 0% | 0 | 0
5.2.7.0.1 | CON-ECMU-C1AA4500X | SWSS UPGRADES C1 Advanced Perpetual Cat4500X 32P Std | 36 | N/A | 3600 | 1 | 0% | 3600 | 3600
5.2.8 | C1-R-C4500X-ES | Cisco ONE 4500X 32P Ent Services Lic Perpetual (Ref, No Lic) | --- | 14 | 0 | 1 | 0% | 0 | 0
5.3 | WS-C4507R+E | Catalyst4500E 7 slot chassis for 48Gbps/slot, fan, no ps | --- | 21 | 5106.35 | 1 | 0% | 5106.35 | 5106.35
5.3.0.1 | CON-SNT-C4507R+E | SNTC-8X5XNBD Catalyst4500E 7 slot chassis for 48Gbps | 36 | N/A | 8280 | 1 | 0% | 8280 | 8280
5.3.1 | S45EUK9-S8-38E | CAT4500e SUP8e Universal Crypto Image | --- | 14 | 0 | 1 | 0% | 0 | 0
5.3.2 | C4500E-IP-ES | Paper IP to Ent Services License | --- | 14 | 7296.35 | 1 | 0% | 7296.35 | 7296.35
5.3.3 | FNF-AP | 90 Day Full Functionality Trial of LiveAction software | --- | 14 | 0 | 1 | 0% | 0 | 0
5.3.4 | EW-JX-50SW | Key for Cisco EnergyWise Mgmt (JouleX) 45-day trial License | --- | 14 | 0 | 1 | 0% | 0 | 0
5.3.5 | WS-X45-SUP8-E | Catalyst 4500 E-Series Supervisor 8-E | --- | 14 | 14596.35 | 1 | 0% | 14596.35 | 14596.35
5.3.6 | WS-X45-SUP8-E/2 | Catalyst 4500 E-Series Redundant Supervisor 8-E | --- | 14 | 14596.35 | 1 | 0% | 14596.35 | 14596.35
5.3.7 | WS-X4748-12X48U+E | Catalyst 4500E 48-Port UPOE w/ 12p mGig and 36p 10/100/1000 | --- | 14 | 7296.35 | 1 | 0% | 7296.35 | 7296.35
5.3.8 | WS-X4748-12X48U+E | Catalyst 4500E 48-Port UPOE w/ 12p mGig and 36p 10/100/1000 | --- | 14 | 7296.35 | 1 | 0% | 7296.35 | 7296.35
5.3.9 | WS-X4748-12X48U+E | Catalyst 4500E 48-Port UPOE w/ 12p mGig and 36p 10/100/1000 | --- | 14 | 7296.35 | 1 | 0% | 7296.35 | 7296.35
5.3.10 | WS-X4748-12X48U+E | Catalyst 4500E 48-Port UPOE w/ 12p mGig and 36p 10/100/1000 | --- | 14 | 7296.35 | 1 | 0% | 7296.35 | 7296.35
5.3.11 | PWR-C45-6000ACV | Catalyst 4500 6000W AC dual input Power Supply (Data + PoE) | --- | 14 | 2916.35 | 1 | 0% | 2916.35 | 2916.35
5.3.12 | CAB-AC-2800W-TWLK | U.S. Power Cord, Twist Lock, NEMA 6-20 Plug | --- | 14 | 0 | 4 | 0% | 0 | 0
5.3.13 | PWR-C45-6000ACV/2 | Catalyst 4500 6000W AC dual input Power Supply (Data + PoE) | --- | 14 | 2916.35 | 1 | 0% | 2916.35 | 2916.35
5.3.14 | C4K-SLOT-CVR-E | Catalyst 4500 E-Series Family Slot Cover | --- | 14 | 0 | 1 | 0% | 0 | 0
5.4 | AIR-AP3802I-BK910 | 802.11ac W2 10 AP w/CA; 4x4:3SS; Int Ant; mGig -B Domain | --- | 35 | 13530 | 1 | 0% | 13530 | 13530
5.4.0.1 | CON-SNT-AIR8K910 | SNTC-8X5XNBD 802.11ac W2 10 AP w/CA; 4x4:3SS; Int Ant | 36 | N/A | 0 | 1 | 0% | 0 | 0
5.4.1 | SW3802-CAPWAP-K9 | Cisco Aironet 3800 Series CAPWAP Software Image | --- | 14 | 0 | 10 | 0% | 0 | 0
5.4.2 | AIR-AP-BRACKET-1 | 802.11n AP Low Profile Mounting Bracket (Default) | --- | 14 | 0 | 10 | 0% | 0 | 0
5.4.3 | AIR-AP-T-RAIL-R | Ceiling Grid Clip for Aironet APs - Recessed Mount (Default) | --- | 14 | 0 | 10 | 0% | 0 | 0
5.4.4 | AIR-AP3802I-BBULK | BOM Level AP3800i Bulk PID for B Domain | --- | 14 | 0 | 10 | 0% | 0 | 0
5.4.4.0.1 | CON-SNT-AIR2BULK | SNTC-8X5XNBD BOM Level AP3800i Bulk PID for -B Domain | 36 | N/A | 198 | 10 | 0% | 198 | 1980
SFPs
| Part Number | Description | Service Duration (Months) | Lead Time | Unit List Price | Qty | Disc(%) | Unit Net Price | Extended Net Price
1 | WS-X4748-UPOE+E= | Catalyst 4500E 48-Port UPOE 10/100/1000(RJ45) | --- | 14 | 8995 | 0 | 0% | 8995 | 0
2 | WS-X4712-SFP+E= | Catalyst 4500 E-Series 12-Port 10GbE (SFP+) | --- | 14 | 26995 | 0 | 0% | 26995 | 0
6 | CVR-X2-SFP10G= | X2 to SFP+ Adaptor module | --- | 14 | 200 | 0 | 0% | 200 | 0
7 | SFP-10G-SR-S= | 10GBASE-SR SFP Module, Enterprise-Class | --- | 14 | 650 | 4 | 0% | 650 | 2600
8 | SFP-10G-LR-S= | 10GBASE-LR SFP Module, Enterprise-Class | --- | 14 | 1900 | 4 | 0% | 1900 | 7600
9 | SFP-H10GB-CU1M= | 10GBASE-CU SFP+ Cable 1 Meter | --- | 14 | 100 | 0 | 0% | 100 | 0
10 | SFP-H10GB-CU3M= | 10GBASE-CU SFP+ Cable 3 Meter | --- | 14 | 100 | 0 | 0% | 100 | 0
11 | SFP-H10GB-CU5M= | 10GBASE-CU SFP+ Cable 5 Meter | --- | 14 | 150 | 0 | 0% | 150 | 0
4.3.13 | C4K-SLOT-CVR-E | Catalyst 4500 E-Series Family Slot Cover | --- | 14 | 50 | 2 | 0% | 50 | 100
| Phones |  |  |  |  | 51
| Part Number | Description | Service Duration (Months) | Lead Time | Unit List Price | Qty | Disc(%) | Unit Net Price | Extended Net Price
12 | CP-7821-K9= | Cisco UC Phone 7821 | --- | 14 | 255 | 20 | 0% | 255 | 5100
13 | CP-7800-WMK= | Spare Wallmount Kit for Cisco UC Phone 7800 Series | --- | 14 | 75 | 20 | 0% | 75 | 1500
14 | CP-8845-K9= | Cisco IP Phone 8845 | --- | 21 | 575 | 25 | 0% | 575 | 14375
15 | CP-8865-K9= | Cisco IP Phone 8865 | --- | 56 | 795 | 2 | 0% | 795 | 1590
16 | CP-BEKEM= | Cisco IP Phone 8800 Key Expansion Module | --- | 21 | 490 | 2 | 0% | 490 | 980
17 | CP-8831-K9= | Cisco 8831 Base/Control Panel for North America | --- | 15 | 1495 | 1 | 0% | 1495 | 1495
17.1 | CP-8831-DCU-S | Spare Cisco 8831 Display Control Unit (DCU) | --- | 14 | 0 | 1 | 0% | 0 | 0
18 | CP-MIC-WIRED-S= | Cisco 8831 Wired Microphone Kit | --- | 14 | 350 | 1 | 0% | 350 | 350
24 | CP-PWR-CUBE-4= | IP Phone power transformer for the 89/9900 phone series | --- | 14 | 65 | 2 | 0% | 65 | 130
25 | CP-PWR-CORD-NA= | Power Cord, North America | --- | 14 | 10 | 2 | 0% | 10 | 20
29 | CP-DX70-W-K9= | Cisco DX70 (White) | --- | 21 | 2750 | 1 | 0% | 2750 | 2750
29.0.1 | CON-SNT-CPDX70WK | SNTC-8X5XNBD Cisco Desktop Collaboration Experience D | 36 | N/A | 660 | 1 | 0% | 660 | 660
29.1 | CP-PWR-CORD-NA | Power Cord, North America | --- | 21 | 0 | 1 | 0% | 0 | 0
| CP-HANDSET-CORD= | Handset cord for 7900 series phones | --- | 21 | 5 | 20 | 0% | 5 | 100
Video Conferencing
| Part Number | Description | Service Duration (Months) | Lead Time | Unit List Price | Qty | Disc(%) | Unit Net Price | Extended Net Price
32 | CTS-SX10N-K9 | SX10 HD w/ wall mount, int 5x cam, mic and power supply | --- | 14 | 3990 | 1 | 0% | 3990 | 3990
32.0.1 | CON-ECDN-CTSSX1NK | ESS WITH 8X5XNBD SX10 HD w/ wall mount, int 5x cam and mi | 36 | N/A | 960 | 1 | 0% | 960 | 960
32.1 | PWR-CORD-US-A | Pwr Cord US 1.8m Black YP-12 To YC-12 | --- | 14 | 0 | 1 | 0% | 0 | 0
32.2 | LIC-CE-CRYPTO-K9 | License key to activate sw encryption module | --- | 14 | 0 | 1 | 0% | 0 | 0
32.3 | CTS-CTRL-DVX-10 | Touch 10 Control Device - selectable option | --- | 14 | 1500 | 1 | 0% | 1500 | 1500
32.3.0.1 | CON-ECDN-CTLDV10 | ESS WITH 8X5XNBD Cisco Touch 10 inch | 36 | N/A | 777 | 1 | 0% | 777 | 777
32.4 | CTS-POE-INJ | Touch10 PoE power injector | --- | 14 | 99 | 1 | 0% | 99 | 99
32.5 | CTS-MIC-TABL20 | Cisco TelePresence Table Microphone 20 | --- | 14 | 468 | 1 | 0% | 468 | 468
32.6 | CAB-PRESO-2HDMI | Presentation cable, HDMI to HDMI, 8 meter, gray | --- | 14 | 60 | 1 | 0% | 60 | 60
32.7 | CAB-2HDMI-2M | HDMI-HDMI cab, 2m auto expand | --- | 14 | 0 | 1 | 0% | 0 | 0
32.8 | BRKT-SX10-WMK | SX10 Wall Mount | --- | 14 | 0 | 1 | 0% | 0 | 0
32.9 | CAB-DV10-4M | 4 meter flat grey Ethernet cable for Touch 10 | --- | 21 | 0 | 1 | 0% | 0 | 0
32.1 | CAB-ETH-5M | Ethernet cable (5m) for auto expand | --- | 14 | 0 | 1 | 0% | 0 | 0
32.11 | CAB-DV10-8M- | 8 meter flat grey Ethernet cable for Touch 10 | --- | 21 | 0 | 1 | 0% | 0 | 0
32.12 | PWR-CORD-US-A | Pwr Cord US 1.8m Black YP-12 To YC-12 | --- | 14 | 0 | 1 | 0% | 0 | 0
32.13 | CTS-SX10NCODEC | SX10 Codec | --- | 14 | 0 | 1 | 0% | 0 | 0
32.14 | PWR-SX10-AC+ | Power supply for SX10 | --- | 14 | 0 | 1 | 0% | 0 | 0
32.15 | SW-S52030-CE8-K9 | SW Image for SX10 | --- | 14 | 0 | 1 | 0% | 0 | 0
32.16 | CTS-RMT-TRC6 | Remote Control TRC 6 | --- | 14 | 0 | 1 | 0% | 0 | 0
21 | CTS-QSC20-MIC= | Performance Microphone 20 | --- | 14 | 468 | 1 | 0% | 468 | 468
22 | CAB-MIC20-EXT= | Extension cable for the Performance microphone | --- | 14 | 30 | 2 | 0% | 30 | 60
Analog Gateways
| Part Number | Description | Service Duration (Months) | Lead Time | Unit List Price | Qty | Disc(%) | Unit Net Price | Extended Net Price
Access Points
| Part Number | Description | Service Duration (Months) | Lead Time | Unit List Price | Qty | Disc(%) | Unit Net Price | Extended Net Price
9 | AIR-AP3802I-BK910 | 802.11ac W2 10 AP w/CA; 4x4:3SS; Int Ant; mGig -B Domain | --- | 14 | 16500 | 2 | 0% | 16500 | 33000
9.1 | AIR-AP3802I-BBULK | BOM Level AP3800i Bulk PID for B Domain | --- | 14 | 0 | 20 | 0% | 0 | 0
9.2 | AIR-AP-BRACKET-1 | 802.11n AP Low Profile Mounting Bracket (Default) | --- | 14 | 0 | 20 | 0% | 0 | 0
9.3 | AIR-AP-T-RAIL-R | Ceiling Grid Clip for Aironet APs - Recessed Mount (Default) | --- | 14 | 0 | 20 | 0% | 0 | 0
9.4 | SW3802-CAPWAP-K9 | Cisco Aironet 3800 Series CAPWAP Software Image | --- | 14 | 0 | 20 | 0% | 0 | 0
LICENSES
| Part Number | Description | Service Duration (Months) | Lead Time | Unit List Price | Qty | Disc(%) | Unit Net Price | Extended Net Price
1 | INST-CDR-1 | Variphy Insight CDR - Call History, Call Accounting, Call Trace, Device Utilization | 12 |  | 7.7 | 51 | 0% | 7.7 | 392.7
APC UPS
| Part Number | Description | Service Duration (Months) | Lead Time | Unit List Price | Qty | Disc(%) | Unit Net Price | Extended Net Price
1 | SUA5000RMT5U | APC Smart-UPS 5000VA 208V Rackmount/Tower |  |  | 3150 | 2 |  | 3150 | 6300
2 | AP9626 | APC Step-Down Transformer RM 2U 208V IN 120V OUT |  |  | 599 | 2 |  | 599 | 1198
3 | AP9570 | Rack PDU Basic 1U 30A 208V Four C19s APC Basic Rack PDU input: 208V |  |  | 249.99 | 4 |  | 249.99 | 999.96
4 | AP9877 | APC Power Cord C19 to C20 |  |  | 29.99 | 16 |  | 29.99 | 479.84
5 | SMX1500RM2U | APC Smart-UPS X 1500VA Rack/Tower LCD 120V |  |  | 829 | 0 |  | 829 | 0
| AP9563 | APC Rack PDU, Basic, 1U, 20A, 120V, (10)5-20; 5-20P |  |  | 149.99 | 5 |  | 149.99 | 749.95
Note on B11: MA Ferguson: One Network Bundle with 4507, 4 UPOE/mGig blades, 10 pack 3802 WAPs
Note on B63: MA Ferguson: One Network Bundle with 4507, 4 UPOE/mGig blades, 10 pack 3802 WAPs
Note on B145: MA Ferguson: SX10

## NLAcad-Cable
PROJECT: | NORTHLINE ACADEMIC BUILDING | [5 empty] | IDF1 | IDF2 | IDF3 | IDF4 | IDF5
Coop. Contract Number:
Part Number | Description | Length | Unit | Total Qty | Discount | Price | QTY | QTY | QTY | QTY | QTY | Extended Price
| MISCELLANEOUS | [5 empty] | 0 | 0 | 0 | 0 | 0
HLT3I-X0 | Panduit Tak-Ty Hook and loop cable ties, 12" length, HLT3I-X0, roll of 10 | 12" | Roll | 8 |  |  | 8 |  |  |  |  | 0
S100X150VAC | Panduit P1 Self-Laminating Label Cassettes for PanTher LS8E hand-held printer. 200 labels per package. | n/a | Cassette | 6 |  |  | 6 |  |  |  |  | 0
NWSLC-3Y | Panduit Orange cable identification sleeve for 3mm Simplex cable, 1" Length, Pack of 100 | n/a | Cassette | 0 |  |  | 0 |  |  |  |  | 0
| CABLES | [5 empty] | 0 | 0 | 0 | 0 | 0
CPCSSX2-0ZF005 | Commscope, Systimax solution, CAT6A, RJ45, Straight patch cable, No boot, Blue Color | 5 ft | Each | 0 | [7 empty] | 0
CPCSSX2-0ZF007 | Commscope, Systimax solution, CAT6A, RJ45, Straight patch cable, No boot, Blue Color | 7 ft | Each | 96 |  |  | 96 |  |  |  |  | 0
CPCSSX2-0ZF010 | Commscope, Systimax solution, CAT6A, RJ45, Straight patch cable, No boot, Blue Color | 10 ft | Each | 96 |  |  | 96 |  |  |  |  | 0
CPCSSX2-0ZF015 | Commscope, Systimax solution, CAT6A, RJ45, Straight patch cable, No boot, Blue Color | 15 ft | Each | 0 | [7 empty] | 0
CPCSSX2-0ZF020 | Commscope, Systimax solution, CAT6A, RJ45, Straight patch cable, No boot, Blue Color | 20 ft | Each | 0 | [7 empty] | 0
CPCSSX2-0ZF025 | Commscope, Systimax solution, CAT6A, RJ45, Straight patch cable, No boot, Blue Color | 25 ft | Each | 0 | [7 empty] | 0
CPCSSX2-0ZF030 | Commscope, Systimax solution, CAT6A, RJ45, Straight patch cable, No boot, Blue Color | 30 ft | Each | 0 | [7 empty] | 0
CPCSSX2-0ZF035 | Commscope, Systimax solution, CAT6A, RJ45, Straight patch cable, No boot, Blue Color | 35 ft | Each | 0 | [7 empty] | 0
CPC3312-03F005 | Commscope, Systimax solution, CAT6, RJ45, Straight patch cable, No boot, Gray Color | 5 ft | Each | 216 |  |  | 216 |  |  |  |  | 0
CPC3312-03F007 | Commscope, Systimax solution, CAT6, RJ45, Straight patch cable, No boot, Gray Color | 7 ft | Each | 72 |  |  | 72 |  |  |  |  | 0
CPC3312-03F010 | Commscope, Systimax solution, CAT6, RJ45, Straight patch cable, No boot, Gray Color | 10 ft | Each | 0 |  |  | 0 |  |  |  |  | 0
CPC3312-03F015 | Commscope, Systimax solution, CAT6, RJ45, Straight patch cable, No boot, Gray Color | 15 ft | Each | 72 |  |  | 72 |  |  |  |  | 0
CPC3312-03F020 | Commscope, Systimax solution, CAT6, RJ45, Straight patch cable, No boot, Gray Color | 20 ft | Each | 20 |  |  | 20 |  |  |  |  | 0
CPC3312-03F025 | Commscope, Systimax solution, CAT6, RJ45, Straight patch cable, No boot, Gray Color | 25 ft | Each | 72 |  |  | 72 |  |  |  |  | 0
CPC3312-03F030 | Commscope, Systimax solution, CAT6, RJ45, Straight patch cable, No boot, Gray Color | 30 ft | Each | 10 |  |  | 10 |  |  |  |  | 0
CPC3312-03F035 | Commscope, Systimax solution, CAT6, RJ45, Straight patch cable, No boot, Gray Color | 35 ft | Each | 0 |  |  | 0 |  |  |  |  | 0
CPC3312-03F050 | Commscope, Systimax solution, CAT6, RJ45, Straight patch cable, No boot, Gray Color | 50 ft | Each | 0 | [7 empty] | 0
CPC3312-07F007 | Commscope, Systimax solution, CAT6, RJ45, Straight patch cable, No boot, Red Color | 7 ft | Each | 27 |  |  | 27 |  |  |  |  | 0
CPC3312-07F020 | Commscope, Systimax solution, CAT6, RJ45, Straight patch cable, No boot, Red Color | 20 ft | Each | 27 |  |  | 27 |  |  |  |  | 0
CPC3312-07F035 | Commscope, Systimax solution, CAT6, RJ45, Straight patch cable, No boot, Red Color | 35 ft | Each | 14 |  |  | 14 |  |  |  |  | 0
| LC - SC | [5 empty] | 0 | 0 | 0 | 0 | 0
FEXLCSC42-MXF010 | Commscope, Systimax solution, LC - SC , 10Gb Duplex Multimode 50/125 OM4 fiber cable, Aqua color | 10 ft | Each | 14 |  |  | 14 |  |  |  |  | 0
FEXLCSC42-MXF015 | Commscope, Systimax solution, LC - SC , 10Gb Duplex Multimode 50/125 OM4 fiber cable, Aqua color | 15 ft | Each | 6 |  |  | 6 |  |  |  |  | 0
FEXLCSC42-MXF020 | Commscope, Systimax solution, LC - SC , 10Gb Duplex Multimode 50/125 OM4 fiber cable, Aqua color | 20 ft | Each | 6 |  |  | 6 |  |  |  |  | 0
FEXLCSC42-MXF025 | Commscope, Systimax solution, LC - SC , 10Gb Duplex Multimode 50/125 OM4 fiber cable, Aqua color | 25 ft | Each | 0 |  |  | 0 |  |  |  |  | 0
FEXLCSC42-MXF030 | Commscope, Systimax solution, LC - SC , 10Gb Duplex Multimode 50/125 OM4 fiber cable, Aqua color | 30 ft | Each | 0 | [7 empty] | 0
FEXLCSC42-MXF035 | Commscope, Systimax solution, LC - SC , 10Gb Duplex Multimode 50/125 OM4 fiber cable, Aqua color | 35 ft | Each | 0 | [7 empty] | 0
FEXLCSC42-MXF040 | Commscope, Systimax solution, LC - SC , 10Gb Duplex Multimode 50/125 OM4 fiber cable, Aqua color | 40 ft | Each | 0 | [7 empty] | 0
FEXLCSC42-MXF045 | Commscope, Systimax solution, LC - SC , 10Gb Duplex Multimode 50/125 OM4 fiber cable, Aqua color | 45 ft | Each | 0 | [7 empty] | 0
FEXLCSC42-MXF050 | Commscope, Systimax solution, LC - SC , 10Gb Duplex Multimode 50/125 OM4 fiber cable, Aqua color | 50 ft | Each | 0 | [7 empty] | 0
| LC - LC | [5 empty] | 0 | 0 | 0 | 0 | 0
FEXLCLC42-MXF010 | Commscope, Systimax solution, LC - LC , 10Gb Duplex Multimode 50/125 OM4 fiber cable, Aqua color | 10 ft | Each | 4 |  |  | 4 |  |  |  |  | 0
FEXLCLC42-MXF015 | Commscope, Systimax solution, LC - LC , 10Gb Duplex Multimode 50/125 OM4 fiber cable, Aqua color | 15 ft | Each | 4 |  |  | 4 |  |  |  |  | 0
FEXLCLC42-MXF020 | Commscope, Systimax solution, LC - LC , 10Gb Duplex Multimode 50/125 OM4 fiber cable, Aqua color | 20 ft | Each | 4 |  |  | 4 |  |  |  |  | 0
FEXLCLC42-MXF025 | Commscope, Systimax solution, LC - LC , 10Gb Duplex Multimode 50/125 OM4 fiber cable, Aqua color | 25 ft | Each | 0 |  |  | 0 |  |  |  |  | 0
FEXLCLC42-MXF030 | Commscope, Systimax solution, LC - LC , 10Gb Duplex Multimode 50/125 OM4 fiber cable, Aqua color | 30 ft | Each | 0 | [7 empty] | 0
FEXLCLC42-MXF035 | Commscope, Systimax solution, LC - LC , 10Gb Duplex Multimode 50/125 OM4 fiber cable, Aqua color | 35 ft | Each | 0 | [7 empty] | 0
FEXLCLC42-MXF040 | Commscope, Systimax solution, LC - LC , 10Gb Duplex Multimode 50/125 OM4 fiber cable, Aqua color | 40 ft | Each | 0 | [7 empty] | 0
FEXLCLC42-MXF045 | Commscope, Systimax solution, LC - LC , 10Gb Duplex Multimode 50/125 OM4 fiber cable, Aqua color | 45 ft | Each | 0 | [7 empty] | 0
FEXLCLC42-MXF050 | Commscope, Systimax solution, LC - LC , 10Gb Duplex Multimode 50/125 OM4 fiber cable, Aqua color | 50 ft | Each | 0 | [7 empty] | 0
| SC - SC | [5 empty] | 0 | 0 | 0 | 0 | 0
FEXSCSC42-MXF010 | Commscope, Systimax solution, SC - SC , 10Gb Duplex Multimode 50/125 OM4 fiber cable, Aqua color | 10 ft | Each | 0 | [7 empty] | 0
FEXSCSC42-MXF015 | Commscope, Systimax solution, SC - SC , 10Gb Duplex Multimode 50/125 OM4 fiber cable, Aqua color | 15 ft | Each | 0 | [7 empty] | 0
FEXSCSC42-MXF020 | Commscope, Systimax solution, SC - SC , 10Gb Duplex Multimode 50/125 OM4 fiber cable, Aqua color | 20 ft | Each | 0 | [7 empty] | 0
FEXSCSC42-MXF025 | Commscope, Systimax solution, SC - SC , 10Gb Duplex Multimode 50/125 OM4 fiber cable, Aqua color | 25 ft | Each | 0 | [7 empty] | 0
FEXSCSC42-MXF030 | Commscope, Systimax solution, SC - SC , 10Gb Duplex Multimode 50/125 OM4 fiber cable, Aqua color | 30 ft | Each | 0 | [7 empty] | 0
FEXSCSC42-MXF035 | Commscope, Systimax solution, SC - SC , 10Gb Duplex Multimode 50/125 OM4 fiber cable, Aqua color | 35 ft | Each | 0 | [7 empty] | 0
FEXSCSC42-MXF040 | Commscope, Systimax solution, SC - SC , 10Gb Duplex Multimode 50/125 OM4 fiber cable, Aqua color | 40 ft | Each | 0 | [7 empty] | 0
FEXSCSC42-MXF045 | Commscope, Systimax solution, SC - SC , 10Gb Duplex Multimode 50/125 OM4 fiber cable, Aqua color | 45 ft | Each | 0 | [7 empty] | 0
FEXSCSC42-MXF050 | Commscope, Systimax solution, SC - SC , 10Gb Duplex Multimode 50/125 OM4 fiber cable, Aqua color | 50 ft | Each | 0 | [7 empty] | 0
| LC - SC | [5 empty] | 0 | 0 | 0 | 0 | 0
FEWLCSC42-JXF010 | Commscope, Systimax solution, LC - SC , TERASPEED Singlemode 8.3/125 SM fiber cable, Yellow color | 10 ft | Each | 8 |  |  | 8 |  |  |  |  | 0
FEWLCSC42-JXF015 | Commscope, Systimax solution, LC - SC , TERASPEED Singlemode 8.3/125 SM fiber cable, Yellow color | 15 ft | Each | 0 | [7 empty] | 0
FEWLCSC42-JXF020 | Commscope, Systimax solution, LC - SC , TERASPEED Singlemode 8.3/125 SM fiber cable, Yellow color | 20 ft | Each | 8 |  |  | 8 |  |  |  |  | 0
FEWLCSC42-JXF025 | Commscope, Systimax solution, LC - SC , TERASPEED Singlemode 8.3/125 SM fiber cable, Yellow color | 25 ft | Each | 0 |  |  | 0 |  |  |  |  | 0
FEWLCSC42-JXF030 | Commscope, Systimax solution, LC - SC , TERASPEED Singlemode 8.3/125 SM fiber cable, Yellow color | 30 ft | Each | 0 | [7 empty] | 0
FEWLCSC42-JXF035 | Commscope, Systimax solution, LC - SC , TERASPEED Singlemode 8.3/125 SM fiber cable, Yellow color | 35 ft | Each | 0 | [7 empty] | 0
FEWLCSC42-JXF040 | Commscope, Systimax solution, LC - SC , TERASPEED Singlemode 8.3/125 SM fiber cable, Yellow color | 40 ft | Each | 0 | [7 empty] | 0
FEWLCSC42-JXF045 | Commscope, Systimax solution, LC - SC , TERASPEED Singlemode 8.3/125 SM fiber cable, Yellow color | 45 ft | Each | 0 | [7 empty] | 0
FEWLCSC42-JXF050 | Commscope, Systimax solution, LC - SC , TERASPEED Singlemode 8.3/125 SM fiber cable, Yellow color | 50 ft | Each | 0 | [7 empty] | 0
| ANALOG | [5 empty] | 0 | 0 | 0 | 0 | 0
N154-050-C3 | TRIPPLITE - Cat3 25-Pair Telco Cable (RJ21 M to Open End), 50-ft. | 50 ft | Each | 0 | [7 empty] | 0
N154-100-C3 | TRIPPLITE - Cat3 25-Pair Telco Cable (RJ21 M to Open End), 100-ft. | 100 ft | Each | 0 | [7 empty] | 0
P110KB1005Y | Panduit PAN-PUNCH 110 - punch-down block | n/a | Each | 0 | [7 empty] | 0
25-3-PP-5-180 | ALLEN TEL 25-Pair Cable Assembly Two Plugs 180 style - 5FT | 50 ft | Each | 1 |  |  | 1 |  |  |  |  | 0
S700A110-B1-50 | Siemon's 50-pair pre-wired S110 block with legs | n/a | Each | 2 |  |  | 2 |  |  |  |  | 0
ELN25T-0025-MM | Blackbox CAT3 Telco Connector Cable (UTP), PVC (25-3-PP-25-GY) | 25 ft | Each | 0 | [7 empty] | 0
ELN25TP-0025-MM | Blackbox CAT3 Telco Connector Cable (UTP), PLENUM (25PP25PL3) | 25 ft | Each | 0 | [7 empty] | 0
ELN25T-0050-MM | Blackbox CAT3 Telco Connector Cable (UTP), PVC (25-3-PP-50-GY) | 50 ft | Each | 2 |  |  | 2 |  |  |  |  | 0
ELN25TP-0050-MM | Blackbox CAT3 Telco Connector Cable (UTP), PLENUM (25PP50PL3) | 50 ft | Each | 0 | [7 empty] | 0
S110P1-P1-15 | Siemon cable, 1 Pair Double Ended 110 Patchcord, 110 TO 110 | 15 ft | Each | 0 | [7 empty] | 0
S110P1-U1-15 | Siemon cable, 1 Pair Double Ended 110 Patchcord, 110 TO RJ11 | 15 ft | Each | 40 |  |  | 40 |  |  |  |  | 0
S110P1-U4-15 | Siemon cable, 1 Pair Double Ended 110 Patchcord, 110 TO RJ45 | 15 ft | Each | 0 | [7 empty] | 0
02970 | Cables2Go, RJ11 Modular Telephone Cable, RJ11 to RJ11, 7ft | 7ft | Each | 25 |  |  | 25 |  |  |  |  | 0
09590 | Cables2Go, RJ11 Modular Telephone Cable, RJ11 to RJ11, 14ft | 14ft | Each | 25 |  |  | 25 |  |  |  |  | 0
EYN7001BL-1000 | Blackbox Cross-Connect Wire, 1 Pair, White/Blue w Blue - 1000ft | 1000 ft | Each | 3 |  |  | 3 |  |  |  |  | 0
0

## CO-Network
Project: |  | COLEMAN COLLEGE
Cisco Hardware Discount:
Cisco Smartnet Discount:
|  |  | Total Extended Net Price : |  |  |  |  | 2261685.75
Network Switches and Wireless
| Part Number | Description | Service Duration (Months) | Lead Time | Unit List Price | Qty | Discount | Unit Net Price | Extended Price
MDF 1EL6 - 1st Floor - Cisco ONE Catalyst 4500-X 24 Port 10G IP Base, Front-to-Back - (VSS-1)
3 | C1-C4500X-24X-IPB | Cisco ONE Catalyst 4500-X 24 Port 10G IP Base, Front-to-Back | --- | 14 | 20000 | 1 | 0% | 20000 | 20000
3.0.1 | CON-SNT-4524XIPB | SNTC-8X5XNBD C1 Cat 4500-X 24 Port 10G IP Base | 36 | N/A | 3960 | 1 | 0% | 3960 | 3960
3.1 | C4KX-PWR-750AC-R/2 | Catalyst 4500X 750W AC front to back cooling 2nd PWR supply | --- | 14 | 2000 | 1 | 0% | 2000 | 2000
3.2 | C4KX-PWR-750AC-R | Catalyst 4500X 750W AC front to back cooling power supply | --- | 14 | 2000 | 1 | 0% | 2000 | 2000
3.3 | CAB-US515-C15-US | NEMA 5-15 to IEC-C15 8ft US | --- | 56 | 0 | 2 | 0% | 0 | 0
3.4 | S45XUK9-37E | CAT4500-X Universal Crypto Image | --- | 14 | 0 | 1 | 0% | 0 | 0
3.5 | C1FAPCAT4500X | Cisco ONE Foundation Perpetual Cat4500X Std | --- | 21 | 250 | 1 | 0% | 250 | 250
3.5.0.1 | CON-ECMU-C1FA4500X | SWSS UPGRADES C1 Foundation Perpetual Cat4500X Std | 36 | N/A | 81 | 1 | 0% | 81 | 81
3.6 | C1-PI-LFAS-4K6K-K9 | Cisco ONE PI Device License for LF & AS for Cat 4k, 6k | --- | 21 | 0 | 1 | 0% | 0 | 0
3.7 | C1-ISE-BASE-CAT4K | Cisco ONE Identity Services Engine 150 EndPoint Base Lic | --- | 14 | 0 | 1 | 0% | 0 | 0
3.8 | C1-EGW-150-K9 | Cisco ONE Energy Mgmt Perpetual Lic - 150 DO End Points | --- | 14 | 0 | 1 | 0% | 0 | 0
3.9 | C1FAVCAT4500X-02 | Tracker PID v02 Fnd Perpetual CAT4500X - no delivery | --- | 14 | 0 | 1 | 0% | 0 | 0
3.1 | C1AAPCAT45001 | Cisco ONE Advanced Perpetual Cat4500X 16P and 24P Std | --- | 21 | 4000 | 1 | 0% | 4000 | 4000
3.10.0.1 | CON-ECMU-C1AAPCAT4 | SWSS UPGRADES Cisco ONE Advanced P | 36 | N/A | 1800 | 1 | 0% | 1800 | 1800
3.11 | C4500X-16P-ES-C1 | Cisco ONE Ent. Services license for 16P Catalyst 4500-X | --- | 14 | 0 | 1 | 0% | 0 | 0
3.12 | C4KX-NM-8SFP+ | Catalyst 4500X 8 Port 10G Network Module | --- | 14 | 0 | 1 | 0% | 0 | 0
MDF 1EL6 - 1st Floor - Cisco ONE Catalyst 4500-X 24 Port 10G IP Base, Front-to-Back - (VSS-2)
3 | C1-C4500X-24X-IPB | Cisco ONE Catalyst 4500-X 24 Port 10G IP Base, Front-to-Back | --- | 14 | 20000 | 1 | 0% | 20000 | 20000
3.0.1 | CON-SNT-4524XIPB | SNTC-8X5XNBD C1 Cat 4500-X 24 Port 10G IP Base | 36 | N/A | 3960 | 1 | 0% | 3960 | 3960
3.1 | C4KX-PWR-750AC-R/2 | Catalyst 4500X 750W AC front to back cooling 2nd PWR supply | --- | 14 | 2000 | 1 | 0% | 2000 | 2000
3.2 | C4KX-PWR-750AC-R | Catalyst 4500X 750W AC front to back cooling power supply | --- | 14 | 2000 | 1 | 0% | 2000 | 2000
3.3 | CAB-US515-C15-US | NEMA 5-15 to IEC-C15 8ft US | --- | 56 | 0 | 2 | 0% | 0 | 0
3.4 | S45XUK9-37E | CAT4500-X Universal Crypto Image | --- | 14 | 0 | 1 | 0% | 0 | 0
3.5 | C1FAPCAT4500X | Cisco ONE Foundation Perpetual Cat4500X Std | --- | 21 | 250 | 1 | 0% | 250 | 250
3.5.0.1 | CON-ECMU-C1FA4500X | SWSS UPGRADES C1 Foundation Perpetual Cat4500X Std | 36 | N/A | 81 | 1 | 0% | 81 | 81
3.6 | C1-PI-LFAS-4K6K-K9 | Cisco ONE PI Device License for LF & AS for Cat 4k, 6k | --- | 21 | 0 | 1 | 0% | 0 | 0
3.7 | C1-ISE-BASE-CAT4K | Cisco ONE Identity Services Engine 150 EndPoint Base Lic | --- | 14 | 0 | 1 | 0% | 0 | 0
3.8 | C1-EGW-150-K9 | Cisco ONE Energy Mgmt Perpetual Lic - 150 DO End Points | --- | 14 | 0 | 1 | 0% | 0 | 0
3.9 | C1FAVCAT4500X-02 | Tracker PID v02 Fnd Perpetual CAT4500X - no delivery | --- | 14 | 0 | 1 | 0% | 0 | 0
3.1 | C1AAPCAT45001 | Cisco ONE Advanced Perpetual Cat4500X 16P and 24P Std | --- | 21 | 4000 | 1 | 0% | 4000 | 4000
3.10.0.1 | CON-ECMU-C1AAPCAT4 | SWSS UPGRADES Cisco ONE Advanced P | 36 | N/A | 1800 | 1 | 0% | 1800 | 1800
3.11 | C4500X-16P-ES-C1 | Cisco ONE Ent. Services license for 16P Catalyst 4500-X | --- | 14 | 0 | 1 | 0% | 0 | 0
3.12 | C4KX-NM-8SFP+ | Catalyst 4500X 8 Port 10G Network Module | --- | 14 | 0 | 1 | 0% | 0 | 0
MDF 1EL6 - 1st Floor - One Network Bundle with 4510, 6 UPOE/mGig blades, 10 pack 3802 WAPs
9 | ONENTWK-ENT-10-10 | 4510,2xSUP8e, 4x4748-UPoE,10AP Bundle | --- | N/A | 0 | 1 | 0% | 0 | 0
9.1 | C1-AIR-K9 | Cisco ONE Access - Wireless - CHOOSE ONLY QTY 1 HERE | --- | 21 | 0 | 1 | 0% | 0 | 0
9.1.0.1 | CON-ECMU-C1AIRK | SWSS UPGRADES Cisco ONE - Wireless | 36 | N/A | 0 | 1 | 0% | 0 | 0
9.1.1 | DNA-VOUCHER | Tracker Eligibility SKU for DNA Offers | --- | 14 | 0 | 1 | 0% | 0 | 0
9.1.2 | C1-MSE-PAK | Cisco ONE MSE License PAK | --- | 14 | 0 | 1 | 0% | 0 | 0
9.1.3 | C1FPAIRK9 | Cisco ONE Foundation Perpetual - Wireless | --- | 21 | 266 | 10 | 0% | 266 | 2660
9.1.3.0.1 | CON-ECMU-C1FPAIR | SWSS UPGRADES C1 Foundation Perpetual - Wireless | 36 | N/A | 159 | 10 | 0% | 159 | 1590
9.1.4 | C1-WLC-1 | Cisco ONE Wireless LAN Controller AP License (any WLC) | --- | 21 | 0 | 10 | 0% | 0 | 0
9.1.5 | C1-WLC-PAK | Cisco ONE Wireless LAN Controller AP License PAK (any WLC) | --- | 21 | 0 | 1 | 0% | 0 | 0
9.1.6 | C1-PI-LFAS-AP-K9 | Cisco ONE PI Device License for LF & AS for WLAN | --- | 21 | 0 | 10 | 0% | 0 | 0
9.1.7 | C1-ISE-BASE-AP | Cisco ONE Identity Services Engine 25 EndPoint Base Lic | --- | 14 | 0 | 10 | 0% | 0 | 0
9.1.8 | C1-MSE-LS-1 | Cisco ONE CMX Base (Location + Connect) - 1AP license | --- | 14 | 0 | 10 | 0% | 0 | 0
9.1.9 | C1-CEM-25-K9 | Cisco ONE Energy Mgmt Perpetual Lic - 25 DO End Points | --- | 14 | 0 | 10 | 0% | 0 | 0
9.1.10 | C1-LC-5-1Y | Cisco ONE StealthWatch 5 FPS Lic 1 YR | --- | 21 | 0 | 10 | 0% | 0 | 0
9.1.11 | C1F1VAIR-03 | Tracker PID v03 Fnd Perpetual AIR - no delivery | --- | 21 | 0 | 1 | 0% | 0 | 0
9.2 | C1-CAT-UPG | Cisco ONE Upg for Catalyst Switches - CHOOSE ONLY QTY 1 HERE | --- | 14 | 0 | 1 | 0% | 0 | 0
9.2.0.1 | CON-ECMU-C1CATUPG | SWSS UPGRADES Cisco ONE Upgrade for Catalyst Switches | 36 | N/A | 0 | 1 | 0% | 0 | 0
9.2.1 | C1FBUCAT4500R | Cisco ONE Foundation Perpetual Cat4500 (Redundant Sup) | --- | 21 | 200 | 1 | 0% | 200 | 200
9.2.1.0.1 | CON-ECMU-C1FBUCAT | SWSS UPGRADES Cisco ONE Foundation | 36 | N/A | 114 | 1 | 0% | 114 | 114
9.2.2 | C1-R-C4500E-IPBLIC | Cisco ONE IP Base (reference, no lic) | --- | 14 | 0 | 1 | 0% | 0 | 0
9.2.3 | C1-PI-LFAS-4K6K-K9 | Cisco ONE PI Device License for LF & AS for Cat 4k, 6k | --- | 21 | 0 | 1 | 0% | 0 | 0
9.2.4 | C1-ISE-BASE-CAT4K | Cisco ONE Identity Services Engine 150 EndPoint Base Lic | --- | 14 | 0 | 1 | 0% | 0 | 0
9.2.5 | C1-EGW-150-K9 | Cisco ONE Energy Mgmt Perpetual Lic - 150 DO End Points | --- | 14 | 0 | 1 | 0% | 0 | 0
9.2.6 | C1FBVCAT4500S-02 | Tracker PID v02 Fnd Perpetual CAT4500S - no delivery | --- | 14 | 0 | 1 | 0% | 0 | 0
9.2.7 | C1ABUCAT4500S | Cisco ONE Upg-to Advanced Cat4500 Bundles Std | --- | 21 | 0 | 1 | 0% | 0 | 0
9.2.7.0.1 | CON-ECMU-C1ABC45S | SWSS UPGRADES C1 Advd Perpetual Cat4500 Bndls Std | 36 | N/A | 4500 | 1 | 0% | 4500 | 4500
9.2.8 | C1-R-C4500E-ES | Cisco ONE Ent Services (Reference, No License) | --- | 14 | 0 | 1 | 0% | 0 | 0
9.3 | WS-C4510R+E | Catalyst 4500E 10 slot chassis for 48Gbps/slot, fan, no ps | --- | 14 | 7596.2 | 1 | 0% | 7596.2 | 7596.2
9.3.0.1 | CON-SNT-C4510R+E | SNTC-8X5XNBD Catalyst 4500E 10 slot chassis for 48Gbp | 36 | N/A | 15750 | 1 | 0% | 15750 | 15750
9.3.1 | S45EUK9-S8-38E | CAT4500e SUP8e Universal Crypto Image | --- | 14 | 0 | 1 | 0% | 0 | 0
9.3.2 | C4K-SLOT-CVR-E | Catalyst 4500 E-Series Family Slot Cover | --- | 14 | 0 | 2 | 0% | 0 | 0
9.3.3 | C4500E-IP-ES | Paper IP to Ent Services License | --- | 14 | 7596.2 | 1 | 0% | 7596.2 | 7596.2
9.3.4 | FNF-AP | 90 Day Full Functionality Trial of LiveAction software | --- | 14 | 0 | 1 | 0% | 0 | 0
9.3.5 | EW-JX-50SW | Key for Cisco EnergyWise Mgmt (JouleX) 45-day trial License | --- | 14 | 0 | 1 | 0% | 0 | 0
9.3.6 | WS-X45-SUP8-E | Catalyst 4500 E-Series Supervisor 8-E | --- | 14 | 15196.2 | 1 | 0% | 15196.2 | 15196.2
9.3.7 | WS-X45-SUP8-E/2 | Catalyst 4500 E-Series Redundant Supervisor 8-E | --- | 14 | 15196.2 | 1 | 0% | 15196.2 | 15196.2
9.3.8 | WS-X4748-12X48U+E | Catalyst 4500E 48-Port UPOE w/ 12p mGig and 36p 10/100/1000 | --- | 14 | 7596.2 | 1 | 0% | 7596.2 | 7596.2
9.3.9 | WS-X4748-12X48U+E | Catalyst 4500E 48-Port UPOE w/ 12p mGig and 36p 10/100/1000 | --- | 14 | 7596.2 | 1 | 0% | 7596.2 | 7596.2
9.3.10 | WS-X4748-12X48U+E | Catalyst 4500E 48-Port UPOE w/ 12p mGig and 36p 10/100/1000 | --- | 14 | 7596.2 | 1 | 0% | 7596.2 | 7596.2
9.3.11 | WS-X4748-12X48U+E | Catalyst 4500E 48-Port UPOE w/ 12p mGig and 36p 10/100/1000 | --- | 14 | 7596.2 | 1 | 0% | 7596.2 | 7596.2
9.3.12 | WS-X4748-12X48U+E | Catalyst 4500E 48-Port UPOE w/ 12p mGig and 36p 10/100/1000 | --- | 14 | 7596.2 | 1 | 0% | 7596.2 | 7596.2
9.3.13 | WS-X4748-12X48U+E | Catalyst 4500E 48-Port UPOE w/ 12p mGig and 36p 10/100/1000 | --- | 14 | 7596.2 | 1 | 0% | 7596.2 | 7596.2
9.3.14 | PWR-C45-9000ACV | Catalyst 4500E 9000W AC triple input Power Supply (Data + Po | --- | 14 | 4556.2 | 1 | 0% | 4556.2 | 4556.2
9.3.15 | CAB-AC-2800W-TWLK | U.S. Power Cord, Twist Lock, NEMA 6-20 Plug | --- | 14 | 0 | 6 | 0% | 0 | 0
9.3.16 | PWR-C45-9000ACV/2 | Catalyst 4500E 9000W AC triple input Power Supply (Data + Po | --- | 14 | 4556.2 | 1 | 0% | 4556.2 | 4556.2
9.4 | AIR-AP3802I-BK910 | 802.11ac W2 10 AP w/CA; 4x4:3SS; Int Ant; mGig -B Domain | --- | 35 | 13530 | 1 | 0% | 13530 | 13530
9.4.0.1 | CON-SNT-AIR8K910 | SNTC-8X5XNBD 802.11ac W2 10 AP w/CA; 4x4:3SS; Int Ant | 36 | N/A | 0 | 1 | 0% | 0 | 0
9.4.1 | SW3802-CAPWAP-K9 | Cisco Aironet 3800 Series CAPWAP Software Image | --- | 14 | 0 | 10 | 0% | 0 | 0
9.4.2 | AIR-AP-BRACKET-1 | 802.11n AP Low Profile Mounting Bracket (Default) | --- | 14 | 0 | 10 | 0% | 0 | 0
9.4.3 | AIR-AP-T-RAIL-R | Ceiling Grid Clip for Aironet APs - Recessed Mount (Default) | --- | 14 | 0 | 10 | 0% | 0 | 0
9.4.4 | AIR-AP3802I-BBULK | BOM Level AP3800i Bulk PID for B Domain | --- | 14 | 0 | 10 | 0% | 0 | 0
9.4.4.0.1 | CON-SNT-AIR2BULK | SNTC-8X5XNBD BOM Level AP3800i Bulk PID for -B Domain | 36 | N/A | 198 | 10 | 0% | 198 | 1980
IDF 2EL2 - 2nd Floor - One Network Bundle with 4510, 7 UPOE/mGig blades, 10 pack 3802 WAPs - (VSS-1)
10 | ONENTWK-ENT-10-10 | 4510,2xSUP8e, 4x4748-UPoE,10AP Bundle | --- | N/A | 0 | 1 | 0% | 0 | 0
10.1 | C1-AIR-K9 | Cisco ONE Access - Wireless - CHOOSE ONLY QTY 1 HERE | --- | 21 | 0 | 1 | 0% | 0 | 0
10.1.0.1 | CON-ECMU-C1AIRK | SWSS UPGRADES Cisco ONE - Wireless | 36 | N/A | 0 | 1 | 0% | 0 | 0
10.1.1 | DNA-VOUCHER | Tracker Eligibility SKU for DNA Offers | --- | 14 | 0 | 1 | 0% | 0 | 0
10.1.2 | C1-MSE-PAK | Cisco ONE MSE License PAK | --- | 14 | 0 | 1 | 0% | 0 | 0
10.1.3 | C1FPAIRK9 | Cisco ONE Foundation Perpetual - Wireless | --- | 21 | 266 | 10 | 0% | 266 | 2660
10.1.3.0.1 | CON-ECMU-C1FPAIR | SWSS UPGRADES C1 Foundation Perpetual - Wireless | 36 | N/A | 159 | 10 | 0% | 159 | 1590
10.1.4 | C1-WLC-1 | Cisco ONE Wireless LAN Controller AP License (any WLC) | --- | 21 | 0 | 10 | 0% | 0 | 0
10.1.5 | C1-WLC-PAK | Cisco ONE Wireless LAN Controller AP License PAK (any WLC) | --- | 21 | 0 | 1 | 0% | 0 | 0
10.1.6 | C1-PI-LFAS-AP-K9 | Cisco ONE PI Device License for LF & AS for WLAN | --- | 21 | 0 | 10 | 0% | 0 | 0
10.1.7 | C1-ISE-BASE-AP | Cisco ONE Identity Services Engine 25 EndPoint Base Lic | --- | 14 | 0 | 10 | 0% | 0 | 0
10.1.8 | C1-MSE-LS-1 | Cisco ONE CMX Base (Location + Connect) - 1AP license | --- | 14 | 0 | 10 | 0% | 0 | 0
10.1.9 | C1-CEM-25-K9 | Cisco ONE Energy Mgmt Perpetual Lic - 25 DO End Points | --- | 14 | 0 | 10 | 0% | 0 | 0
10.1.10 | C1-LC-5-1Y | Cisco ONE StealthWatch 5 FPS Lic 1 YR | --- | 21 | 0 | 10 | 0% | 0 | 0
10.1.11 | C1F1VAIR-03 | Tracker PID v03 Fnd Perpetual AIR - no delivery | --- | 21 | 0 | 1 | 0% | 0 | 0
10.2 | C1-CAT-UPG | Cisco ONE Upg for Catalyst Switches - CHOOSE ONLY QTY 1 HERE | --- | 14 | 0 | 1 | 0% | 0 | 0
10.2.0.1 | CON-ECMU-C1CATUPG | SWSS UPGRADES Cisco ONE Upgrade for Catalyst Switches | 36 | N/A | 0 | 1 | 0% | 0 | 0
10.2.1 | C1FBUCAT4500R | Cisco ONE Foundation Perpetual Cat4500 (Redundant Sup) | --- | 21 | 200 | 1 | 0% | 200 | 200
10.2.1.0.1 | CON-ECMU-C1FBUCAT | SWSS UPGRADES Cisco ONE Foundation | 36 | N/A | 114 | 1 | 0% | 114 | 114
10.2.2 | C1-R-C4500E-IPBLIC | Cisco ONE IP Base (reference, no lic) | --- | 14 | 0 | 1 | 0% | 0 | 0
10.2.3 | C1-PI-LFAS-4K6K-K9 | Cisco ONE PI Device License for LF & AS for Cat 4k, 6k | --- | 21 | 0 | 1 | 0% | 0 | 0
10.2.4 | C1-ISE-BASE-CAT4K | Cisco ONE Identity Services Engine 150 EndPoint Base Lic | --- | 14 | 0 | 1 | 0% | 0 | 0
10.2.5 | C1-EGW-150-K9 | Cisco ONE Energy Mgmt Perpetual Lic - 150 DO End Points | --- | 14 | 0 | 1 | 0% | 0 | 0
10.2.6 | C1FBVCAT4500S-02 | Tracker PID v02 Fnd Perpetual CAT4500S - no delivery | --- | 14 | 0 | 1 | 0% | 0 | 0
10.2.7 | C1ABUCAT4500S | Cisco ONE Upg-to Advanced Cat4500 Bundles Std | --- | 21 | 0 | 1 | 0% | 0 | 0
10.2.7.0.1 | CON-ECMU-C1ABC45S | SWSS UPGRADES C1 Advd Perpetual Cat4500 Bndls Std | 36 | N/A | 4500 | 1 | 0% | 4500 | 4500
10.2.8 | C1-R-C4500E-ES | Cisco ONE Ent Services (Reference, No License) | --- | 14 | 0 | 1 | 0% | 0 | 0
10.3 | WS-C4510R+E | Catalyst 4500E 10 slot chassis for 48Gbps/slot, fan, no ps | --- | 14 | 7596.2 | 1 | 0% | 7596.2 | 7596.2
10.3.0.1 | CON-SNT-C4510R+E | SNTC-8X5XNBD Catalyst 4500E 10 slot chassis for 48Gbp | 36 | N/A | 15750 | 1 | 0% | 15750 | 15750
10.3.1 | S45EUK9-S8-38E | CAT4500e SUP8e Universal Crypto Image | --- | 14 | 0 | 1 | 0% | 0 | 0
10.3.2 | C4K-SLOT-CVR-E | Catalyst 4500 E-Series Family Slot Cover | --- | 14 | 0 | 1 | 0% | 0 | 0
10.3.3 | C4500E-IP-ES | Paper IP to Ent Services License | --- | 14 | 7596.2 | 1 | 0% | 7596.2 | 7596.2
10.3.4 | FNF-AP | 90 Day Full Functionality Trial of LiveAction software | --- | 14 | 0 | 1 | 0% | 0 | 0
10.3.5 | EW-JX-50SW | Key for Cisco EnergyWise Mgmt (JouleX) 45-day trial License | --- | 14 | 0 | 1 | 0% | 0 | 0
10.3.6 | WS-X45-SUP8-E | Catalyst 4500 E-Series Supervisor 8-E | --- | 14 | 15196.2 | 1 | 0% | 15196.2 | 15196.2
10.3.7 | WS-X45-SUP8-E/2 | Catalyst 4500 E-Series Redundant Supervisor 8-E | --- | 14 | 15196.2 | 1 | 0% | 15196.2 | 15196.2
10.3.8 | WS-X4748-12X48U+E | Catalyst 4500E 48-Port UPOE w/ 12p mGig and 36p 10/100/1000 | --- | 14 | 7596.2 | 1 | 0% | 7596.2 | 7596.2
10.3.9 | WS-X4748-12X48U+E | Catalyst 4500E 48-Port UPOE w/ 12p mGig and 36p 10/100/1000 | --- | 14 | 7596.2 | 1 | 0% | 7596.2 | 7596.2
10.3.10 | WS-X4748-12X48U+E | Catalyst 4500E 48-Port UPOE w/ 12p mGig and 36p 10/100/1000 | --- | 14 | 7596.2 | 1 | 0% | 7596.2 | 7596.2
10.3.11 | WS-X4748-12X48U+E | Catalyst 4500E 48-Port UPOE w/ 12p mGig and 36p 10/100/1000 | --- | 14 | 7596.2 | 1 | 0% | 7596.2 | 7596.2
10.3.12 | WS-X4748-12X48U+E | Catalyst 4500E 48-Port UPOE w/ 12p mGig and 36p 10/100/1000 | --- | 14 | 7596.2 | 1 | 0% | 7596.2 | 7596.2
10.3.13 | WS-X4748-12X48U+E | Catalyst 4500E 48-Port UPOE w/ 12p mGig and 36p 10/100/1000 | --- | 14 | 7596.2 | 1 | 0% | 7596.2 | 7596.2
10.3.14 | WS-X4748-12X48U+E | Catalyst 4500E 48-Port UPOE w/ 12p mGig and 36p 10/100/1000 | --- | 14 | 7596.2 | 1 | 0% | 7596.2 | 7596.2
10.3.15 | PWR-C45-9000ACV | Catalyst 4500E 9000W AC triple input Power Supply (Data + Po | --- | 14 | 4556.2 | 1 | 0% | 4556.2 | 4556.2
10.3.16 | CAB-AC-2800W-TWLK | U.S. Power Cord, Twist Lock, NEMA 6-20 Plug | --- | 14 | 0 | 6 | 0% | 0 | 0
10.3.17 | PWR-C45-9000ACV/2 | Catalyst 4500E 9000W AC triple input Power Supply (Data + Po | --- | 14 | 4556.2 | 1 | 0% | 4556.2 | 4556.2
10.4 | AIR-AP3802I-BK910 | 802.11ac W2 10 AP w/CA; 4x4:3SS; Int Ant; mGig -B Domain | --- | 14 | 13530 | 1 | 0% | 13530 | 13530
10.4.0.1 | CON-SNT-AIR8K910 | SNTC-8X5XNBD 802.11ac W2 10 AP w/CA; 4x4:3SS; Int Ant | 36 | N/A | 0 | 1 | 0% | 0 | 0
10.4.1 | SW3802-CAPWAP-K9 | Cisco Aironet 3800 Series CAPWAP Software Image | --- | 14 | 0 | 10 | 0% | 0 | 0
10.4.2 | AIR-AP-BRACKET-1 | 802.11n AP Low Profile Mounting Bracket (Default) | --- | 14 | 0 | 10 | 0% | 0 | 0
10.4.3 | AIR-AP-T-RAIL-R | Ceiling Grid Clip for Aironet APs - Recessed Mount (Default) | --- | 14 | 0 | 10 | 0% | 0 | 0
10.4.4 | AIR-AP3802I-BBULK | BOM Level AP3800i Bulk PID for B Domain | --- | 14 | 0 | 10 | 0% | 0 | 0
10.4.4.0.1 | CON-SNT-AIR2BULK | SNTC-8X5XNBD BOM Level AP3800i Bulk PID for -B Domain | 36 | N/A | 198 | 10 | 0% | 198 | 1980
IDF 2EL2 - 2nd Floor - One Network Bundle with 4510, 7 UPOE/mGig blades, 10 pack 3802 WAPs - (VSS-2)
10 | ONENTWK-ENT-10-10 | 4510,2xSUP8e, 4x4748-UPoE,10AP Bundle | --- | N/A | 0 | 1 | 0% | 0 | 0
10.1 | C1-AIR-K9 | Cisco ONE Access - Wireless - CHOOSE ONLY QTY 1 HERE | --- | 21 | 0 | 1 | 0% | 0 | 0
10.1.0.1 | CON-ECMU-C1AIRK | SWSS UPGRADES Cisco ONE - Wireless | 36 | N/A | 0 | 1 | 0% | 0 | 0
10.1.1 | DNA-VOUCHER | Tracker Eligibility SKU for DNA Offers | --- | 14 | 0 | 1 | 0% | 0 | 0
10.1.2 | C1-MSE-PAK | Cisco ONE MSE License PAK | --- | 14 | 0 | 1 | 0% | 0 | 0
10.1.3 | C1FPAIRK9 | Cisco ONE Foundation Perpetual - Wireless | --- | 21 | 266 | 10 | 0% | 266 | 2660
10.1.3.0.1 | CON-ECMU-C1FPAIR | SWSS UPGRADES C1 Foundation Perpetual - Wireless | 36 | N/A | 159 | 10 | 0% | 159 | 1590
10.1.4 | C1-WLC-1 | Cisco ONE Wireless LAN Controller AP License (any WLC) | --- | 21 | 0 | 10 | 0% | 0 | 0
10.1.5 | C1-WLC-PAK | Cisco ONE Wireless LAN Controller AP License PAK (any WLC) | --- | 21 | 0 | 1 | 0% | 0 | 0
10.1.6 | C1-PI-LFAS-AP-K9 | Cisco ONE PI Device License for LF & AS for WLAN | --- | 21 | 0 | 10 | 0% | 0 | 0
10.1.7 | C1-ISE-BASE-AP | Cisco ONE Identity Services Engine 25 EndPoint Base Lic | --- | 14 | 0 | 10 | 0% | 0 | 0
10.1.8 | C1-MSE-LS-1 | Cisco ONE CMX Base (Location + Connect) - 1AP license | --- | 14 | 0 | 10 | 0% | 0 | 0
10.1.9 | C1-CEM-25-K9 | Cisco ONE Energy Mgmt Perpetual Lic - 25 DO End Points | --- | 14 | 0 | 10 | 0% | 0 | 0
10.1.10 | C1-LC-5-1Y | Cisco ONE StealthWatch 5 FPS Lic 1 YR | --- | 21 | 0 | 10 | 0% | 0 | 0
10.1.11 | C1F1VAIR-03 | Tracker PID v03 Fnd Perpetual AIR - no delivery | --- | 21 | 0 | 1 | 0% | 0 | 0
10.2 | C1-CAT-UPG | Cisco ONE Upg for Catalyst Switches - CHOOSE ONLY QTY 1 HERE | --- | 14 | 0 | 1 | 0% | 0 | 0
10.2.0.1 | CON-ECMU-C1CATUPG | SWSS UPGRADES Cisco ONE Upgrade for Catalyst Switches | 36 | N/A | 0 | 1 | 0% | 0 | 0
10.2.1 | C1FBUCAT4500R | Cisco ONE Foundation Perpetual Cat4500 (Redundant Sup) | --- | 21 | 200 | 1 | 0% | 200 | 200
10.2.1.0.1 | CON-ECMU-C1FBUCAT | SWSS UPGRADES Cisco ONE Foundation | 36 | N/A | 114 | 1 | 0% | 114 | 114
10.2.2 | C1-R-C4500E-IPBLIC | Cisco ONE IP Base (reference, no lic) | --- | 14 | 0 | 1 | 0% | 0 | 0
10.2.3 | C1-PI-LFAS-4K6K-K9 | Cisco ONE PI Device License for LF & AS for Cat 4k, 6k | --- | 21 | 0 | 1 | 0% | 0 | 0
10.2.4 | C1-ISE-BASE-CAT4K | Cisco ONE Identity Services Engine 150 EndPoint Base Lic | --- | 14 | 0 | 1 | 0% | 0 | 0
10.2.5 | C1-EGW-150-K9 | Cisco ONE Energy Mgmt Perpetual Lic - 150 DO End Points | --- | 14 | 0 | 1 | 0% | 0 | 0
10.2.6 | C1FBVCAT4500S-02 | Tracker PID v02 Fnd Perpetual CAT4500S - no delivery | --- | 14 | 0 | 1 | 0% | 0 | 0
10.2.7 | C1ABUCAT4500S | Cisco ONE Upg-to Advanced Cat4500 Bundles Std | --- | 21 | 0 | 1 | 0% | 0 | 0
10.2.7.0.1 | CON-ECMU-C1ABC45S | SWSS UPGRADES C1 Advd Perpetual Cat4500 Bndls Std | 36 | N/A | 4500 | 1 | 0% | 4500 | 4500
10.2.8 | C1-R-C4500E-ES | Cisco ONE Ent Services (Reference, No License) | --- | 14 | 0 | 1 | 0% | 0 | 0
10.3 | WS-C4510R+E | Catalyst 4500E 10 slot chassis for 48Gbps/slot, fan, no ps | --- | 14 | 7596.2 | 1 | 0% | 7596.2 | 7596.2
10.3.0.1 | CON-SNT-C4510R+E | SNTC-8X5XNBD Catalyst 4500E 10 slot chassis for 48Gbp | 36 | N/A | 15750 | 1 | 0% | 15750 | 15750
10.3.1 | S45EUK9-S8-38E | CAT4500e SUP8e Universal Crypto Image | --- | 14 | 0 | 1 | 0% | 0 | 0
10.3.2 | C4K-SLOT-CVR-E | Catalyst 4500 E-Series Family Slot Cover | --- | 14 | 0 | 1 | 0% | 0 | 0
10.3.3 | C4500E-IP-ES | Paper IP to Ent Services License | --- | 14 | 7596.2 | 1 | 0% | 7596.2 | 7596.2
10.3.4 | FNF-AP | 90 Day Full Functionality Trial of LiveAction software | --- | 14 | 0 | 1 | 0% | 0 | 0
10.3.5 | EW-JX-50SW | Key for Cisco EnergyWise Mgmt (JouleX) 45-day trial License | --- | 14 | 0 | 1 | 0% | 0 | 0
10.3.6 | WS-X45-SUP8-E | Catalyst 4500 E-Series Supervisor 8-E | --- | 14 | 15196.2 | 1 | 0% | 15196.2 | 15196.2
10.3.7 | WS-X45-SUP8-E/2 | Catalyst 4500 E-Series Redundant Supervisor 8-E | --- | 14 | 15196.2 | 1 | 0% | 15196.2 | 15196.2
10.3.8 | WS-X4748-12X48U+E | Catalyst 4500E 48-Port UPOE w/ 12p mGig and 36p 10/100/1000 | --- | 14 | 7596.2 | 1 | 0% | 7596.2 | 7596.2
10.3.9 | WS-X4748-12X48U+E | Catalyst 4500E 48-Port UPOE w/ 12p mGig and 36p 10/100/1000 | --- | 14 | 7596.2 | 1 | 0% | 7596.2 | 7596.2
10.3.10 | WS-X4748-12X48U+E | Catalyst 4500E 48-Port UPOE w/ 12p mGig and 36p 10/100/1000 | --- | 14 | 7596.2 | 1 | 0% | 7596.2 | 7596.2
10.3.11 | WS-X4748-12X48U+E | Catalyst 4500E 48-Port UPOE w/ 12p mGig and 36p 10/100/1000 | --- | 14 | 7596.2 | 1 | 0% | 7596.2 | 7596.2
10.3.12 | WS-X4748-12X48U+E | Catalyst 4500E 48-Port UPOE w/ 12p mGig and 36p 10/100/1000 | --- | 14 | 7596.2 | 1 | 0% | 7596.2 | 7596.2
10.3.13 | WS-X4748-12X48U+E | Catalyst 4500E 48-Port UPOE w/ 12p mGig and 36p 10/100/1000 | --- | 14 | 7596.2 | 1 | 0% | 7596.2 | 7596.2
10.3.14 | WS-X4748-12X48U+E | Catalyst 4500E 48-Port UPOE w/ 12p mGig and 36p 10/100/1000 | --- | 14 | 7596.2 | 1 | 0% | 7596.2 | 7596.2
10.3.15 | PWR-C45-9000ACV | Catalyst 4500E 9000W AC triple input Power Supply (Data + Po | --- | 14 | 4556.2 | 1 | 0% | 4556.2 | 4556.2
10.3.16 | CAB-AC-2800W-TWLK | U.S. Power Cord, Twist Lock, NEMA 6-20 Plug | --- | 14 | 0 | 6 | 0% | 0 | 0
10.3.17 | PWR-C45-9000ACV/2 | Catalyst 4500E 9000W AC triple input Power Supply (Data + Po | --- | 14 | 4556.2 | 1 | 0% | 4556.2 | 4556.2
10.4 | AIR-AP3802I-BK910 | 802.11ac W2 10 AP w/CA; 4x4:3SS; Int Ant; mGig -B Domain | --- | 14 | 13530 | 1 | 0% | 13530 | 13530
10.4.0.1 | CON-SNT-AIR8K910 | SNTC-8X5XNBD 802.11ac W2 10 AP w/CA; 4x4:3SS; Int Ant | 36 | N/A | 0 | 1 | 0% | 0 | 0
10.4.1 | SW3802-CAPWAP-K9 | Cisco Aironet 3800 Series CAPWAP Software Image | --- | 14 | 0 | 10 | 0% | 0 | 0
10.4.2 | AIR-AP-BRACKET-1 | 802.11n AP Low Profile Mounting Bracket (Default) | --- | 14 | 0 | 10 | 0% | 0 | 0
10.4.3 | AIR-AP-T-RAIL-R | Ceiling Grid Clip for Aironet APs - Recessed Mount (Default) | --- | 14 | 0 | 10 | 0% | 0 | 0
10.4.4 | AIR-AP3802I-BBULK | BOM Level AP3800i Bulk PID for B Domain | --- | 14 | 0 | 10 | 0% | 0 | 0
10.4.4.0.1 | CON-SNT-AIR2BULK | SNTC-8X5XNBD BOM Level AP3800i Bulk PID for -B Domain | 36 | N/A | 198 | 10 | 0% | 198 | 1980
IDF 3EL2 - 3rd Floor - One Network Bundle with 4507, 5 UPOE/mGig blades, 10 pack 3802 WAPs
6 | ONENTWK-EN-07-10 | 4507+2xSUP8e, 2x4748-UPoE,10P Bundle | --- | N/A | 0 | 1 | 0% | 0 | 0
6.1 | C1-AIR-K9 | Cisco ONE Access - Wireless - CHOOSE ONLY QTY 1 HERE | --- | 21 | 0 | 1 | 0% | 0 | 0
6.1.0.1 | CON-ECMU-C1AIRK | SWSS UPGRADES Cisco ONE - Wireless | 36 | N/A | 0 | 1 | 0% | 0 | 0
6.1.1 | DNA-VOUCHER | Tracker Eligibility SKU for DNA Offers | --- | 14 | 0 | 1 | 0% | 0 | 0
6.1.2 | C1-MSE-PAK | Cisco ONE MSE License PAK | --- | 14 | 0 | 1 | 0% | 0 | 0
6.1.3 | C1FPAIRK9 | Cisco ONE Foundation Perpetual - Wireless | --- | 21 | 255.5 | 10 | 0% | 255.5 | 2555
6.1.3.0.1 | CON-ECMU-C1FPAIR | SWSS UPGRADES C1 Foundation Perpetual - Wireless | 36 | N/A | 159 | 10 | 0% | 159 | 1590
6.1.4 | C1-WLC-1 | Cisco ONE Wireless LAN Controller AP License (any WLC) | --- | 21 | 0 | 10 | 0% | 0 | 0
6.1.5 | C1-WLC-PAK | Cisco ONE Wireless LAN Controller AP License PAK (any WLC) | --- | 21 | 0 | 1 | 0% | 0 | 0
6.1.6 | C1-PI-LFAS-AP-K9 | Cisco ONE PI Device License for LF & AS for WLAN | --- | 21 | 0 | 10 | 0% | 0 | 0
6.1.7 | C1-ISE-BASE-AP | Cisco ONE Identity Services Engine 25 EndPoint Base Lic | --- | 14 | 0 | 10 | 0% | 0 | 0
6.1.8 | C1-MSE-LS-1 | Cisco ONE CMX Base (Location + Connect) - 1AP license | --- | 14 | 0 | 10 | 0% | 0 | 0
6.1.9 | C1-CEM-25-K9 | Cisco ONE Energy Mgmt Perpetual Lic - 25 DO End Points | --- | 14 | 0 | 10 | 0% | 0 | 0
6.1.10 | C1-LC-5-1Y | Cisco ONE StealthWatch 5 FPS Lic 1 YR | --- | 21 | 0 | 10 | 0% | 0 | 0
6.1.11 | C1F1VAIR-03 | Tracker PID v03 Fnd Perpetual AIR - no delivery | --- | 21 | 0 | 1 | 0% | 0 | 0
6.2 | C1-CAT-UPG | Cisco ONE Upg for Catalyst Switches - CHOOSE ONLY QTY 1 HERE | --- | 14 | 0 | 1 | 0% | 0 | 0
6.2.0.1 | CON-ECMU-C1CATUPG | SWSS UPGRADES Cisco ONE Upgrade for Catalyst Switches | 36 | N/A | 0 | 1 | 0% | 0 | 0
6.2.1 | C1FBUCAT4500R | Cisco ONE Foundation Perpetual Cat4500 (Redundant Sup) | --- | 21 | 200 | 1 | 0% | 200 | 200
6.2.1.0.1 | CON-ECMU-C1FBUCAT | SWSS UPGRADES Cisco ONE Foundation | 36 | N/A | 114 | 1 | 0% | 114 | 114
6.2.2 | C1-R-C4500E-IPBLIC | Cisco ONE IP Base (reference, no lic) | --- | 14 | 0 | 1 | 0% | 0 | 0
6.2.3 | C1-PI-LFAS-4K6K-K9 | Cisco ONE PI Device License for LF & AS for Cat 4k, 6k | --- | 21 | 0 | 1 | 0% | 0 | 0
6.2.4 | C1-ISE-BASE-CAT4K | Cisco ONE Identity Services Engine 150 EndPoint Base Lic | --- | 14 | 0 | 1 | 0% | 0 | 0
6.2.5 | C1-EGW-150-K9 | Cisco ONE Energy Mgmt Perpetual Lic - 150 DO End Points | --- | 14 | 0 | 1 | 0% | 0 | 0
6.2.6 | C1FBVCAT4500S-02 | Tracker PID v02 Fnd Perpetual CAT4500S - no delivery | --- | 14 | 0 | 1 | 0% | 0 | 0
6.2.7 | C1AAUCAT4500X | Cisco ONE Upg-to Advanced Perpetual Cat4500X 32P Std | --- | 21 | 0 | 1 | 0% | 0 | 0
6.2.7.0.1 | CON-ECMU-C1AA4500X | SWSS UPGRADES C1 Advanced Perpetual Cat4500X 32P Std | 36 | N/A | 3600 | 1 | 0% | 3600 | 3600
6.2.8 | C1-R-C4500X-ES | Cisco ONE 4500X 32P Ent Services Lic Perpetual (Ref, No Lic) | --- | 14 | 0 | 1 | 0% | 0 | 0
6.3 | WS-C4507R+E | Catalyst4500E 7 slot chassis for 48Gbps/slot, fan, no ps | --- | 21 | 5106.35 | 1 | 0% | 5106.35 | 5106.35
6.3.0.1 | CON-SNT-C4507R+E | SNTC-8X5XNBD Catalyst4500E 7 slot chassis for 48Gbps | 36 | N/A | 8280 | 1 | 0% | 8280 | 8280
6.3.1 | S45EUK9-S8-38E | CAT4500e SUP8e Universal Crypto Image | --- | 14 | 0 | 1 | 0% | 0 | 0
6.3.2 | C4500E-IP-ES | Paper IP to Ent Services License | --- | 14 | 7296.35 | 1 | 0% | 7296.35 | 7296.35
6.3.3 | FNF-AP | 90 Day Full Functionality Trial of LiveAction software | --- | 14 | 0 | 1 | 0% | 0 | 0
6.3.4 | EW-JX-50SW | Key for Cisco EnergyWise Mgmt (JouleX) 45-day trial License | --- | 14 | 0 | 1 | 0% | 0 | 0
6.3.5 | WS-X45-SUP8-E | Catalyst 4500 E-Series Supervisor 8-E | --- | 14 | 14596.35 | 1 | 0% | 14596.35 | 14596.35
6.3.6 | WS-X45-SUP8-E/2 | Catalyst 4500 E-Series Redundant Supervisor 8-E | --- | 14 | 14596.35 | 1 | 0% | 14596.35 | 14596.35
6.3.7 | WS-X4748-12X48U+E | Catalyst 4500E 48-Port UPOE w/ 12p mGig and 36p 10/100/1000 | --- | 14 | 7296.35 | 1 | 0% | 7296.35 | 7296.35
6.3.8 | WS-X4748-12X48U+E | Catalyst 4500E 48-Port UPOE w/ 12p mGig and 36p 10/100/1000 | --- | 14 | 7296.35 | 1 | 0% | 7296.35 | 7296.35
6.3.9 | WS-X4748-12X48U+E | Catalyst 4500E 48-Port UPOE w/ 12p mGig and 36p 10/100/1000 | --- | 14 | 7296.35 | 1 | 0% | 7296.35 | 7296.35
6.3.10 | WS-X4748-12X48U+E | Catalyst 4500E 48-Port UPOE w/ 12p mGig and 36p 10/100/1000 | --- | 14 | 7296.35 | 1 | 0% | 7296.35 | 7296.35
6.3.11 | WS-X4748-12X48U+E | Catalyst 4500E 48-Port UPOE w/ 12p mGig and 36p 10/100/1000 | --- | 14 | 7296.35 | 1 | 0% | 7296.35 | 7296.35
6.3.12 | PWR-C45-6000ACV | Catalyst 4500 6000W AC dual input Power Supply (Data + PoE) | --- | 14 | 2916.35 | 1 | 0% | 2916.35 | 2916.35
6.3.13 | CAB-AC-2800W-TWLK | U.S. Power Cord, Twist Lock, NEMA 6-20 Plug | --- | 14 | 0 | 4 | 0% | 0 | 0
6.3.14 | PWR-C45-6000ACV/2 | Catalyst 4500 6000W AC dual input Power Supply (Data + PoE) | --- | 14 | 2916.35 | 1 | 0% | 2916.35 | 2916.35
6.4 | AIR-AP3802I-BK910 | 802.11ac W2 10 AP w/CA; 4x4:3SS; Int Ant; mGig -B Domain | --- | 14 | 13530 | 1 | 0% | 13530 | 13530
6.4.0.1 | CON-SNT-AIR8K910 | SNTC-8X5XNBD 802.11ac W2 10 AP w/CA; 4x4:3SS; Int Ant | 36 | N/A | 0 | 1 | 0% | 0 | 0
6.4.1 | SW3802-CAPWAP-K9 | Cisco Aironet 3800 Series CAPWAP Software Image | --- | 14 | 0 | 10 | 0% | 0 | 0
6.4.2 | AIR-AP-BRACKET-1 | 802.11n AP Low Profile Mounting Bracket (Default) | --- | 14 | 0 | 10 | 0% | 0 | 0
6.4.3 | AIR-AP-T-RAIL-R | Ceiling Grid Clip for Aironet APs - Recessed Mount (Default) | --- | 14 | 0 | 10 | 0% | 0 | 0
6.4.4 | AIR-AP3802I-BBULK | BOM Level AP3800i Bulk PID for B Domain | --- | 14 | 0 | 10 | 0% | 0 | 0
6.4.4.0.1 | CON-SNT-AIR2BULK | SNTC-8X5XNBD BOM Level AP3800i Bulk PID for -B Domain | 36 | N/A | 198 | 10 | 0% | 198 | 1980
IDF 3EL2 - 3rd Floor - One Network Bundle with 4507, 3 UPOE/mGig blades, 10 pack 3802 WAPs
4 | ONENTWK-EN-07-10 | 4507+2xSUP8e, 2x4748-UPoE,10P Bundle | --- | N/A | 0 | 1 | 0% | 0 | 0
4.1 | C1-AIR-K9 | Cisco ONE Access - Wireless - CHOOSE ONLY QTY 1 HERE | --- | 21 | 0 | 1 | 0% | 0 | 0
4.1.0.1 | CON-ECMU-C1AIRK | SWSS UPGRADES Cisco ONE - Wireless | 36 | N/A | 0 | 1 | 0% | 0 | 0
4.1.1 | DNA-VOUCHER | Tracker Eligibility SKU for DNA Offers | --- | 14 | 0 | 1 | 0% | 0 | 0
4.1.2 | C1-MSE-PAK | Cisco ONE MSE License PAK | --- | 14 | 0 | 1 | 0% | 0 | 0
4.1.3 | C1FPAIRK9 | Cisco ONE Foundation Perpetual - Wireless | --- | 21 | 255.5 | 10 | 0% | 255.5 | 2555
4.1.3.0.1 | CON-ECMU-C1FPAIR | SWSS UPGRADES C1 Foundation Perpetual - Wireless | 36 | N/A | 159 | 10 | 0% | 159 | 1590
4.1.4 | C1-WLC-1 | Cisco ONE Wireless LAN Controller AP License (any WLC) | --- | 21 | 0 | 10 | 0% | 0 | 0
4.1.5 | C1-WLC-PAK | Cisco ONE Wireless LAN Controller AP License PAK (any WLC) | --- | 21 | 0 | 1 | 0% | 0 | 0
4.1.6 | C1-PI-LFAS-AP-K9 | Cisco ONE PI Device License for LF & AS for WLAN | --- | 21 | 0 | 10 | 0% | 0 | 0
4.1.7 | C1-ISE-BASE-AP | Cisco ONE Identity Services Engine 25 EndPoint Base Lic | --- | 14 | 0 | 10 | 0% | 0 | 0
4.1.8 | C1-MSE-LS-1 | Cisco ONE CMX Base (Location + Connect) - 1AP license | --- | 14 | 0 | 10 | 0% | 0 | 0
4.1.9 | C1-CEM-25-K9 | Cisco ONE Energy Mgmt Perpetual Lic - 25 DO End Points | --- | 14 | 0 | 10 | 0% | 0 | 0
4.1.10 | C1-LC-5-1Y | Cisco ONE StealthWatch 5 FPS Lic 1 YR | --- | 21 | 0 | 10 | 0% | 0 | 0
4.1.11 | C1F1VAIR-03 | Tracker PID v03 Fnd Perpetual AIR - no delivery | --- | 21 | 0 | 1 | 0% | 0 | 0
4.2 | C1-CAT-UPG | Cisco ONE Upg for Catalyst Switches - CHOOSE ONLY QTY 1 HERE | --- | 14 | 0 | 1 | 0% | 0 | 0
4.2.0.1 | CON-ECMU-C1CATUPG | SWSS UPGRADES Cisco ONE Upgrade for Catalyst Switches | 36 | N/A | 0 | 1 | 0% | 0 | 0
4.2.1 | C1FBUCAT4500R | Cisco ONE Foundation Perpetual Cat4500 (Redundant Sup) | --- | 21 | 200 | 1 | 0% | 200 | 200
4.2.1.0.1 | CON-ECMU-C1FBUCAT | SWSS UPGRADES Cisco ONE Foundation | 36 | N/A | 114 | 1 | 0% | 114 | 114
4.2.2 | C1-R-C4500E-IPBLIC | Cisco ONE IP Base (reference, no lic) | --- | 14 | 0 | 1 | 0% | 0 | 0
4.2.3 | C1-PI-LFAS-4K6K-K9 | Cisco ONE PI Device License for LF & AS for Cat 4k, 6k | --- | 21 | 0 | 1 | 0% | 0 | 0
4.2.4 | C1-ISE-BASE-CAT4K | Cisco ONE Identity Services Engine 150 EndPoint Base Lic | --- | 14 | 0 | 1 | 0% | 0 | 0
4.2.5 | C1-EGW-150-K9 | Cisco ONE Energy Mgmt Perpetual Lic - 150 DO End Points | --- | 14 | 0 | 1 | 0% | 0 | 0
4.2.6 | C1FBVCAT4500S-02 | Tracker PID v02 Fnd Perpetual CAT4500S - no delivery | --- | 14 | 0 | 1 | 0% | 0 | 0
4.2.7 | C1AAUCAT4500X | Cisco ONE Upg-to Advanced Perpetual Cat4500X 32P Std | --- | 21 | 0 | 1 | 0% | 0 | 0
4.2.7.0.1 | CON-ECMU-C1AA4500X | SWSS UPGRADES C1 Advanced Perpetual Cat4500X 32P Std | 36 | N/A | 3600 | 1 | 0% | 3600 | 3600
4.2.8 | C1-R-C4500X-ES | Cisco ONE 4500X 32P Ent Services Lic Perpetual (Ref, No Lic) | --- | 14 | 0 | 1 | 0% | 0 | 0
4.3 | WS-C4507R+E | Catalyst4500E 7 slot chassis for 48Gbps/slot, fan, no ps | --- | 21 | 5106.35 | 1 | 0% | 5106.35 | 5106.35
4.3.0.1 | CON-SNT-C4507R+E | SNTC-8X5XNBD Catalyst4500E 7 slot chassis for 48Gbps | 36 | N/A | 8280 | 1 | 0% | 8280 | 8280
4.3.1 | S45EUK9-S8-38E | CAT4500e SUP8e Universal Crypto Image | --- | 14 | 0 | 1 | 0% | 0 | 0
4.3.2 | C4500E-IP-ES | Paper IP to Ent Services License | --- | 14 | 7296.35 | 1 | 0% | 7296.35 | 7296.35
4.3.3 | FNF-AP | 90 Day Full Functionality Trial of LiveAction software | --- | 14 | 0 | 1 | 0% | 0 | 0
4.3.4 | EW-JX-50SW | Key for Cisco EnergyWise Mgmt (JouleX) 45-day trial License | --- | 14 | 0 | 1 | 0% | 0 | 0
4.3.5 | WS-X45-SUP8-E | Catalyst 4500 E-Series Supervisor 8-E | --- | 14 | 14596.35 | 1 | 0% | 14596.35 | 14596.35
4.3.6 | WS-X45-SUP8-E/2 | Catalyst 4500 E-Series Redundant Supervisor 8-E | --- | 14 | 14596.35 | 1 | 0% | 14596.35 | 14596.35
4.3.7 | WS-X4748-12X48U+E | Catalyst 4500E 48-Port UPOE w/ 12p mGig and 36p 10/100/1000 | --- | 14 | 7296.35 | 1 | 0% | 7296.35 | 7296.35
4.3.8 | WS-X4748-12X48U+E | Catalyst 4500E 48-Port UPOE w/ 12p mGig and 36p 10/100/1000 | --- | 14 | 7296.35 | 1 | 0% | 7296.35 | 7296.35
4.3.9 | WS-X4748-12X48U+E | Catalyst 4500E 48-Port UPOE w/ 12p mGig and 36p 10/100/1000 | --- | 14 | 7296.35 | 1 | 0% | 7296.35 | 7296.35
4.3.10 | PWR-C45-6000ACV | Catalyst 4500 6000W AC dual input Power Supply (Data + PoE) | --- | 14 | 2916.35 | 1 | 0% | 2916.35 | 2916.35
4.3.11 | CAB-AC-2800W-TWLK | U.S. Power Cord, Twist Lock, NEMA 6-20 Plug | --- | 14 | 0 | 4 | 0% | 0 | 0
4.3.12 | PWR-C45-6000ACV/2 | Catalyst 4500 6000W AC dual input Power Supply (Data + PoE) | --- | 14 | 2916.35 | 1 | 0% | 2916.35 | 2916.35
4.3.13 | C4K-SLOT-CVR-E | Catalyst 4500 E-Series Family Slot Cover | --- | 14 | 0 | 2 | 0% | 0 | 0
4.4 | AIR-AP3802I-BK910 | 802.11ac W2 10 AP w/CA; 4x4:3SS; Int Ant; mGig -B Domain | --- | 35 | 13530 | 1 | 0% | 13530 | 13530
4.4.0.1 | CON-SNT-AIR8K910 | SNTC-8X5XNBD 802.11ac W2 10 AP w/CA; 4x4:3SS; Int Ant | 36 | N/A | 0 | 1 | 0% | 0 | 0
4.4.1 | SW3802-CAPWAP-K9 | Cisco Aironet 3800 Series CAPWAP Software Image | --- | 14 | 0 | 10 | 0% | 0 | 0
4.4.2 | AIR-AP-BRACKET-1 | 802.11n AP Low Profile Mounting Bracket (Default) | --- | 14 | 0 | 10 | 0% | 0 | 0
4.4.3 | AIR-AP-T-RAIL-R | Ceiling Grid Clip for Aironet APs - Recessed Mount (Default) | --- | 14 | 0 | 10 | 0% | 0 | 0
4.4.4 | AIR-AP3802I-BBULK | BOM Level AP3800i Bulk PID for B Domain | --- | 14 | 0 | 10 | 0% | 0 | 0
4.4.4.0.1 | CON-SNT-AIR2BULK | SNTC-8X5XNBD BOM Level AP3800i Bulk PID for -B Domain | 36 | N/A | 198 | 10 | 0% | 198 | 1980
| IDF 4EL2 - 4th Floor - Cisco Catalyst 3850 24 Port UPOE IP Services | [5 empty] | 24 or 48 ports ? Diff about 11K
1 | WS-C3850-24U-E | Cisco Catalyst 3850 24 Port UPOE IP Services | --- | 14 | 11800 | 1 | 0% | 11800 | 11800
1.0.1 | CON-SNT-WS8524UE | SNTC-8X5XNBD Cisco Catalyst 3850 | 36 | N/A | 2229 | 1 | 0% | 2229 | 2229
1.1 | S3850UK9-163 | UNIVERSAL | --- | 14 | 0 | 1 | 0% | 0 | 0
1.2 | C3850-NM-2-10G | Cisco Catalyst 3850 2 x 10GE Network Module | --- | 14 | 2500 | 1 | 0% | 2500 | 2500
1.3 | CAB-TA-NA | North America AC Type A Power Cable | --- | 14 | 0 | 1 | 0% | 0 | 0
1.4 | CAB-CONSOLE-USB | Console Cable 6 ft with USB Type A and mini-B | --- | 14 | 30 | 1 | 0% | 30 | 30
1.5 | STACK-T1-50CM | 50CM Type 1 Stacking Cable | --- | 14 | 0 | 1 | 0% | 0 | 0
1.6 | CAB-SPWR-30CM | Catalyst 3750X and 3850 Stack Power Cable 30 CM | --- | 21 | 0 | 1 | 0% | 0 | 0
1.7 | FNF-AP | 90 Day Full Functionality Trial of LiveAction software | --- | 14 | 0 | 1 | 0% | 0 | 0
1.8 | PWR-C1-1100WAC | 1100W AC Config 1 Power Supply | --- | 14 | 0 | 1 | 0% | 0 | 0
1.9 | PWR-C1-BLANK | Config 1 Power Supply Blank | --- | 14 | 0 | 1 | 0% | 0 | 0
| IDF 5EL2 - 5th Floor - Cisco Catalyst 3850 24 Port UPOE IP Services | [5 empty] | 24 or 48 ports ? Diff about 11K
1 | WS-C3850-24U-E | Cisco Catalyst 3850 24 Port UPOE IP Services | --- | 14 | 11800 | 1 | 0% | 11800 | 11800
1.0.1 | CON-SNT-WS8524UE | SNTC-8X5XNBD Cisco Catalyst 3850 | 36 | N/A | 2229 | 1 | 0% | 2229 | 2229
1.1 | S3850UK9-163 | UNIVERSAL | --- | 14 | 0 | 1 | 0% | 0 | 0
1.2 | C3850-NM-2-10G | Cisco Catalyst 3850 2 x 10GE Network Module | --- | 14 | 2500 | 1 | 0% | 2500 | 2500
1.3 | CAB-TA-NA | North America AC Type A Power Cable | --- | 14 | 0 | 1 | 0% | 0 | 0
1.4 | CAB-CONSOLE-USB | Console Cable 6 ft with USB Type A and mini-B | --- | 14 | 30 | 1 | 0% | 30 | 30
1.5 | STACK-T1-50CM | 50CM Type 1 Stacking Cable | --- | 14 | 0 | 1 | 0% | 0 | 0
1.6 | CAB-SPWR-30CM | Catalyst 3750X and 3850 Stack Power Cable 30 CM | --- | 21 | 0 | 1 | 0% | 0 | 0
1.7 | FNF-AP | 90 Day Full Functionality Trial of LiveAction software | --- | 14 | 0 | 1 | 0% | 0 | 0
1.8 | PWR-C1-1100WAC | 1100W AC Config 1 Power Supply | --- | 14 | 0 | 1 | 0% | 0 | 0
1.9 | PWR-C1-BLANK | Config 1 Power Supply Blank | --- | 14 | 0 | 1 | 0% | 0 | 0
| IDF 6EL2 - 6th Floor - Cisco Catalyst 3850 24 Port UPOE IP Services | [5 empty] | 24 or 48 ports ? Diff about 11K
1 | WS-C3850-24U-E | Cisco Catalyst 3850 24 Port UPOE IP Services | --- | 14 | 11800 | 1 | 0% | 11800 | 11800
1.0.1 | CON-SNT-WS8524UE | SNTC-8X5XNBD Cisco Catalyst 3850 | 36 | N/A | 2229 | 1 | 0% | 2229 | 2229
1.1 | S3850UK9-163 | UNIVERSAL | --- | 14 | 0 | 1 | 0% | 0 | 0
1.2 | C3850-NM-2-10G | Cisco Catalyst 3850 2 x 10GE Network Module | --- | 14 | 2500 | 1 | 0% | 2500 | 2500
1.3 | CAB-TA-NA | North America AC Type A Power Cable | --- | 14 | 0 | 1 | 0% | 0 | 0
1.4 | CAB-CONSOLE-USB | Console Cable 6 ft with USB Type A and mini-B | --- | 14 | 30 | 1 | 0% | 30 | 30
1.5 | STACK-T1-50CM | 50CM Type 1 Stacking Cable | --- | 14 | 0 | 1 | 0% | 0 | 0
1.6 | CAB-SPWR-30CM | Catalyst 3750X and 3850 Stack Power Cable 30 CM | --- | 21 | 0 | 1 | 0% | 0 | 0
1.7 | FNF-AP | 90 Day Full Functionality Trial of LiveAction software | --- | 14 | 0 | 1 | 0% | 0 | 0
1.8 | PWR-C1-1100WAC | 1100W AC Config 1 Power Supply | --- | 14 | 0 | 1 | 0% | 0 | 0
1.9 | PWR-C1-BLANK | Config 1 Power Supply Blank | --- | 14 | 0 | 1 | 0% | 0 | 0
IDF 7EL2 - 7th Floor - One Network Bundle with 4507, 5 UPOE/mGig blades, 10 pack 3802 WAPs - (VSS-1)
6 | ONENTWK-EN-07-10 | 4507+2xSUP8e, 2x4748-UPoE,10P Bundle | --- | N/A | 0 | 1 | 0% | 0 | 0
6.1 | C1-AIR-K9 | Cisco ONE Access - Wireless - CHOOSE ONLY QTY 1 HERE | --- | 21 | 0 | 1 | 0% | 0 | 0
6.1.0.1 | CON-ECMU-C1AIRK | SWSS UPGRADES Cisco ONE - Wireless | 36 | N/A | 0 | 1 | 0% | 0 | 0
6.1.1 | DNA-VOUCHER | Tracker Eligibility SKU for DNA Offers | --- | 14 | 0 | 1 | 0% | 0 | 0
6.1.2 | C1-MSE-PAK | Cisco ONE MSE License PAK | --- | 14 | 0 | 1 | 0% | 0 | 0
6.1.3 | C1FPAIRK9 | Cisco ONE Foundation Perpetual - Wireless | --- | 21 | 255.5 | 10 | 0% | 255.5 | 2555
6.1.3.0.1 | CON-ECMU-C1FPAIR | SWSS UPGRADES C1 Foundation Perpetual - Wireless | 36 | N/A | 159 | 10 | 0% | 159 | 1590
6.1.4 | C1-WLC-1 | Cisco ONE Wireless LAN Controller AP License (any WLC) | --- | 21 | 0 | 10 | 0% | 0 | 0
6.1.5 | C1-WLC-PAK | Cisco ONE Wireless LAN Controller AP License PAK (any WLC) | --- | 21 | 0 | 1 | 0% | 0 | 0
6.1.6 | C1-PI-LFAS-AP-K9 | Cisco ONE PI Device License for LF & AS for WLAN | --- | 21 | 0 | 10 | 0% | 0 | 0
6.1.7 | C1-ISE-BASE-AP | Cisco ONE Identity Services Engine 25 EndPoint Base Lic | --- | 14 | 0 | 10 | 0% | 0 | 0
6.1.8 | C1-MSE-LS-1 | Cisco ONE CMX Base (Location + Connect) - 1AP license | --- | 14 | 0 | 10 | 0% | 0 | 0
6.1.9 | C1-CEM-25-K9 | Cisco ONE Energy Mgmt Perpetual Lic - 25 DO End Points | --- | 14 | 0 | 10 | 0% | 0 | 0
6.1.10 | C1-LC-5-1Y | Cisco ONE StealthWatch 5 FPS Lic 1 YR | --- | 21 | 0 | 10 | 0% | 0 | 0
6.1.11 | C1F1VAIR-03 | Tracker PID v03 Fnd Perpetual AIR - no delivery | --- | 21 | 0 | 1 | 0% | 0 | 0
6.2 | C1-CAT-UPG | Cisco ONE Upg for Catalyst Switches - CHOOSE ONLY QTY 1 HERE | --- | 14 | 0 | 1 | 0% | 0 | 0
6.2.0.1 | CON-ECMU-C1CATUPG | SWSS UPGRADES Cisco ONE Upgrade for Catalyst Switches | 36 | N/A | 0 | 1 | 0% | 0 | 0
6.2.1 | C1FBUCAT4500R | Cisco ONE Foundation Perpetual Cat4500 (Redundant Sup) | --- | 21 | 200 | 1 | 0% | 200 | 200
6.2.1.0.1 | CON-ECMU-C1FBUCAT | SWSS UPGRADES Cisco ONE Foundation | 36 | N/A | 114 | 1 | 0% | 114 | 114
6.2.2 | C1-R-C4500E-IPBLIC | Cisco ONE IP Base (reference, no lic) | --- | 14 | 0 | 1 | 0% | 0 | 0
6.2.3 | C1-PI-LFAS-4K6K-K9 | Cisco ONE PI Device License for LF & AS for Cat 4k, 6k | --- | 21 | 0 | 1 | 0% | 0 | 0
6.2.4 | C1-ISE-BASE-CAT4K | Cisco ONE Identity Services Engine 150 EndPoint Base Lic | --- | 14 | 0 | 1 | 0% | 0 | 0
6.2.5 | C1-EGW-150-K9 | Cisco ONE Energy Mgmt Perpetual Lic - 150 DO End Points | --- | 14 | 0 | 1 | 0% | 0 | 0
6.2.6 | C1FBVCAT4500S-02 | Tracker PID v02 Fnd Perpetual CAT4500S - no delivery | --- | 14 | 0 | 1 | 0% | 0 | 0
6.2.7 | C1AAUCAT4500X | Cisco ONE Upg-to Advanced Perpetual Cat4500X 32P Std | --- | 21 | 0 | 1 | 0% | 0 | 0
6.2.7.0.1 | CON-ECMU-C1AA4500X | SWSS UPGRADES C1 Advanced Perpetual Cat4500X 32P Std | 36 | N/A | 3600 | 1 | 0% | 3600 | 3600
6.2.8 | C1-R-C4500X-ES | Cisco ONE 4500X 32P Ent Services Lic Perpetual (Ref, No Lic) | --- | 14 | 0 | 1 | 0% | 0 | 0
6.3 | WS-C4507R+E | Catalyst4500E 7 slot chassis for 48Gbps/slot, fan, no ps | --- | 21 | 5106.35 | 1 | 0% | 5106.35 | 5106.35
6.3.0.1 | CON-SNT-C4507R+E | SNTC-8X5XNBD Catalyst4500E 7 slot chassis for 48Gbps | 36 | N/A | 8280 | 1 | 0% | 8280 | 8280
6.3.1 | S45EUK9-S8-38E | CAT4500e SUP8e Universal Crypto Image | --- | 14 | 0 | 1 | 0% | 0 | 0
6.3.2 | C4500E-IP-ES | Paper IP to Ent Services License | --- | 14 | 7296.35 | 1 | 0% | 7296.35 | 7296.35
6.3.3 | FNF-AP | 90 Day Full Functionality Trial of LiveAction software | --- | 14 | 0 | 1 | 0% | 0 | 0
6.3.4 | EW-JX-50SW | Key for Cisco EnergyWise Mgmt (JouleX) 45-day trial License | --- | 14 | 0 | 1 | 0% | 0 | 0
6.3.5 | WS-X45-SUP8-E | Catalyst 4500 E-Series Supervisor 8-E | --- | 14 | 14596.35 | 1 | 0% | 14596.35 | 14596.35
6.3.6 | WS-X45-SUP8-E/2 | Catalyst 4500 E-Series Redundant Supervisor 8-E | --- | 14 | 14596.35 | 1 | 0% | 14596.35 | 14596.35
6.3.7 | WS-X4748-12X48U+E | Catalyst 4500E 48-Port UPOE w/ 12p mGig and 36p 10/100/1000 | --- | 14 | 7296.35 | 1 | 0% | 7296.35 | 7296.35
6.3.8 | WS-X4748-12X48U+E | Catalyst 4500E 48-Port UPOE w/ 12p mGig and 36p 10/100/1000 | --- | 14 | 7296.35 | 1 | 0% | 7296.35 | 7296.35
6.3.9 | WS-X4748-12X48U+E | Catalyst 4500E 48-Port UPOE w/ 12p mGig and 36p 10/100/1000 | --- | 14 | 7296.35 | 1 | 0% | 7296.35 | 7296.35
6.3.10 | WS-X4748-12X48U+E | Catalyst 4500E 48-Port UPOE w/ 12p mGig and 36p 10/100/1000 | --- | 14 | 7296.35 | 1 | 0% | 7296.35 | 7296.35
6.3.11 | WS-X4748-12X48U+E | Catalyst 4500E 48-Port UPOE w/ 12p mGig and 36p 10/100/1000 | --- | 14 | 7296.35 | 1 | 0% | 7296.35 | 7296.35
6.3.12 | PWR-C45-6000ACV | Catalyst 4500 6000W AC dual input Power Supply (Data + PoE) | --- | 14 | 2916.35 | 1 | 0% | 2916.35 | 2916.35
6.3.13 | CAB-AC-2800W-TWLK | U.S. Power Cord, Twist Lock, NEMA 6-20 Plug | --- | 14 | 0 | 4 | 0% | 0 | 0
6.3.14 | PWR-C45-6000ACV/2 | Catalyst 4500 6000W AC dual input Power Supply (Data + PoE) | --- | 14 | 2916.35 | 1 | 0% | 2916.35 | 2916.35
6.4 | AIR-AP3802I-BK910 | 802.11ac W2 10 AP w/CA; 4x4:3SS; Int Ant; mGig -B Domain | --- | 14 | 13530 | 1 | 0% | 13530 | 13530
6.4.0.1 | CON-SNT-AIR8K910 | SNTC-8X5XNBD 802.11ac W2 10 AP w/CA; 4x4:3SS; Int Ant | 36 | N/A | 0 | 1 | 0% | 0 | 0
6.4.1 | SW3802-CAPWAP-K9 | Cisco Aironet 3800 Series CAPWAP Software Image | --- | 14 | 0 | 10 | 0% | 0 | 0
6.4.2 | AIR-AP-BRACKET-1 | 802.11n AP Low Profile Mounting Bracket (Default) | --- | 14 | 0 | 10 | 0% | 0 | 0
6.4.3 | AIR-AP-T-RAIL-R | Ceiling Grid Clip for Aironet APs - Recessed Mount (Default) | --- | 14 | 0 | 10 | 0% | 0 | 0
6.4.4 | AIR-AP3802I-BBULK | BOM Level AP3800i Bulk PID for B Domain | --- | 14 | 0 | 10 | 0% | 0 | 0
6.4.4.0.1 | CON-SNT-AIR2BULK | SNTC-8X5XNBD BOM Level AP3800i Bulk PID for -B Domain | 36 | N/A | 198 | 10 | 0% | 198 | 1980
IDF 7EL2 - 7th Floor - One Network Bundle with 4507, 5 UPOE/mGig blades, 10 pack 3802 WAPs - (VSS-2)
6 | ONENTWK-EN-07-10 | 4507+2xSUP8e, 2x4748-UPoE,10P Bundle | --- | N/A | 0 | 1 | 0% | 0 | 0
6.1 | C1-AIR-K9 | Cisco ONE Access - Wireless - CHOOSE ONLY QTY 1 HERE | --- | 21 | 0 | 1 | 0% | 0 | 0
6.1.0.1 | CON-ECMU-C1AIRK | SWSS UPGRADES Cisco ONE - Wireless | 36 | N/A | 0 | 1 | 0% | 0 | 0
6.1.1 | DNA-VOUCHER | Tracker Eligibility SKU for DNA Offers | --- | 14 | 0 | 1 | 0% | 0 | 0
6.1.2 | C1-MSE-PAK | Cisco ONE MSE License PAK | --- | 14 | 0 | 1 | 0% | 0 | 0
6.1.3 | C1FPAIRK9 | Cisco ONE Foundation Perpetual - Wireless | --- | 21 | 255.5 | 10 | 0% | 255.5 | 2555
6.1.3.0.1 | CON-ECMU-C1FPAIR | SWSS UPGRADES C1 Foundation Perpetual - Wireless | 36 | N/A | 159 | 10 | 0% | 159 | 1590
6.1.4 | C1-WLC-1 | Cisco ONE Wireless LAN Controller AP License (any WLC) | --- | 21 | 0 | 10 | 0% | 0 | 0
6.1.5 | C1-WLC-PAK | Cisco ONE Wireless LAN Controller AP License PAK (any WLC) | --- | 21 | 0 | 1 | 0% | 0 | 0
6.1.6 | C1-PI-LFAS-AP-K9 | Cisco ONE PI Device License for LF & AS for WLAN | --- | 21 | 0 | 10 | 0% | 0 | 0
6.1.7 | C1-ISE-BASE-AP | Cisco ONE Identity Services Engine 25 EndPoint Base Lic | --- | 14 | 0 | 10 | 0% | 0 | 0
6.1.8 | C1-MSE-LS-1 | Cisco ONE CMX Base (Location + Connect) - 1AP license | --- | 14 | 0 | 10 | 0% | 0 | 0
6.1.9 | C1-CEM-25-K9 | Cisco ONE Energy Mgmt Perpetual Lic - 25 DO End Points | --- | 14 | 0 | 10 | 0% | 0 | 0
6.1.10 | C1-LC-5-1Y | Cisco ONE StealthWatch 5 FPS Lic 1 YR | --- | 21 | 0 | 10 | 0% | 0 | 0
6.1.11 | C1F1VAIR-03 | Tracker PID v03 Fnd Perpetual AIR - no delivery | --- | 21 | 0 | 1 | 0% | 0 | 0
6.2 | C1-CAT-UPG | Cisco ONE Upg for Catalyst Switches - CHOOSE ONLY QTY 1 HERE | --- | 14 | 0 | 1 | 0% | 0 | 0
6.2.0.1 | CON-ECMU-C1CATUPG | SWSS UPGRADES Cisco ONE Upgrade for Catalyst Switches | 36 | N/A | 0 | 1 | 0% | 0 | 0
6.2.1 | C1FBUCAT4500R | Cisco ONE Foundation Perpetual Cat4500 (Redundant Sup) | --- | 21 | 200 | 1 | 0% | 200 | 200
6.2.1.0.1 | CON-ECMU-C1FBUCAT | SWSS UPGRADES Cisco ONE Foundation | 36 | N/A | 114 | 1 | 0% | 114 | 114
6.2.2 | C1-R-C4500E-IPBLIC | Cisco ONE IP Base (reference, no lic) | --- | 14 | 0 | 1 | 0% | 0 | 0
6.2.3 | C1-PI-LFAS-4K6K-K9 | Cisco ONE PI Device License for LF & AS for Cat 4k, 6k | --- | 21 | 0 | 1 | 0% | 0 | 0
6.2.4 | C1-ISE-BASE-CAT4K | Cisco ONE Identity Services Engine 150 EndPoint Base Lic | --- | 14 | 0 | 1 | 0% | 0 | 0
6.2.5 | C1-EGW-150-K9 | Cisco ONE Energy Mgmt Perpetual Lic - 150 DO End Points | --- | 14 | 0 | 1 | 0% | 0 | 0
6.2.6 | C1FBVCAT4500S-02 | Tracker PID v02 Fnd Perpetual CAT4500S - no delivery | --- | 14 | 0 | 1 | 0% | 0 | 0
6.2.7 | C1AAUCAT4500X | Cisco ONE Upg-to Advanced Perpetual Cat4500X 32P Std | --- | 21 | 0 | 1 | 0% | 0 | 0
6.2.7.0.1 | CON-ECMU-C1AA4500X | SWSS UPGRADES C1 Advanced Perpetual Cat4500X 32P Std | 36 | N/A | 3600 | 1 | 0% | 3600 | 3600
6.2.8 | C1-R-C4500X-ES | Cisco ONE 4500X 32P Ent Services Lic Perpetual (Ref, No Lic) | --- | 14 | 0 | 1 | 0% | 0 | 0
6.3 | WS-C4507R+E | Catalyst4500E 7 slot chassis for 48Gbps/slot, fan, no ps | --- | 21 | 5106.35 | 1 | 0% | 5106.35 | 5106.35
6.3.0.1 | CON-SNT-C4507R+E | SNTC-8X5XNBD Catalyst4500E 7 slot chassis for 48Gbps | 36 | N/A | 8280 | 1 | 0% | 8280 | 8280
6.3.1 | S45EUK9-S8-38E | CAT4500e SUP8e Universal Crypto Image | --- | 14 | 0 | 1 | 0% | 0 | 0
6.3.2 | C4500E-IP-ES | Paper IP to Ent Services License | --- | 14 | 7296.35 | 1 | 0% | 7296.35 | 7296.35
6.3.3 | FNF-AP | 90 Day Full Functionality Trial of LiveAction software | --- | 14 | 0 | 1 | 0% | 0 | 0
6.3.4 | EW-JX-50SW | Key for Cisco EnergyWise Mgmt (JouleX) 45-day trial License | --- | 14 | 0 | 1 | 0% | 0 | 0
6.3.5 | WS-X45-SUP8-E | Catalyst 4500 E-Series Supervisor 8-E | --- | 14 | 14596.35 | 1 | 0% | 14596.35 | 14596.35
6.3.6 | WS-X45-SUP8-E/2 | Catalyst 4500 E-Series Redundant Supervisor 8-E | --- | 14 | 14596.35 | 1 | 0% | 14596.35 | 14596.35
6.3.7 | WS-X4748-12X48U+E | Catalyst 4500E 48-Port UPOE w/ 12p mGig and 36p 10/100/1000 | --- | 14 | 7296.35 | 1 | 0% | 7296.35 | 7296.35
6.3.8 | WS-X4748-12X48U+E | Catalyst 4500E 48-Port UPOE w/ 12p mGig and 36p 10/100/1000 | --- | 14 | 7296.35 | 1 | 0% | 7296.35 | 7296.35
6.3.9 | WS-X4748-12X48U+E | Catalyst 4500E 48-Port UPOE w/ 12p mGig and 36p 10/100/1000 | --- | 14 | 7296.35 | 1 | 0% | 7296.35 | 7296.35
6.3.10 | WS-X4748-12X48U+E | Catalyst 4500E 48-Port UPOE w/ 12p mGig and 36p 10/100/1000 | --- | 14 | 7296.35 | 1 | 0% | 7296.35 | 7296.35
6.3.11 | WS-X4748-12X48U+E | Catalyst 4500E 48-Port UPOE w/ 12p mGig and 36p 10/100/1000 | --- | 14 | 7296.35 | 1 | 0% | 7296.35 | 7296.35
6.3.12 | PWR-C45-6000ACV | Catalyst 4500 6000W AC dual input Power Supply (Data + PoE) | --- | 14 | 2916.35 | 1 | 0% | 2916.35 | 2916.35
6.3.13 | CAB-AC-2800W-TWLK | U.S. Power Cord, Twist Lock, NEMA 6-20 Plug | --- | 14 | 0 | 4 | 0% | 0 | 0
6.3.14 | PWR-C45-6000ACV/2 | Catalyst 4500 6000W AC dual input Power Supply (Data + PoE) | --- | 14 | 2916.35 | 1 | 0% | 2916.35 | 2916.35
6.4 | AIR-AP3802I-BK910 | 802.11ac W2 10 AP w/CA; 4x4:3SS; Int Ant; mGig -B Domain | --- | 14 | 13530 | 1 | 0% | 13530 | 13530
6.4.0.1 | CON-SNT-AIR8K910 | SNTC-8X5XNBD 802.11ac W2 10 AP w/CA; 4x4:3SS; Int Ant | 36 | N/A | 0 | 1 | 0% | 0 | 0
6.4.1 | SW3802-CAPWAP-K9 | Cisco Aironet 3800 Series CAPWAP Software Image | --- | 14 | 0 | 10 | 0% | 0 | 0
6.4.2 | AIR-AP-BRACKET-1 | 802.11n AP Low Profile Mounting Bracket (Default) | --- | 14 | 0 | 10 | 0% | 0 | 0
6.4.3 | AIR-AP-T-RAIL-R | Ceiling Grid Clip for Aironet APs - Recessed Mount (Default) | --- | 14 | 0 | 10 | 0% | 0 | 0
6.4.4 | AIR-AP3802I-BBULK | BOM Level AP3800i Bulk PID for B Domain | --- | 14 | 0 | 10 | 0% | 0 | 0
6.4.4.0.1 | CON-SNT-AIR2BULK | SNTC-8X5XNBD BOM Level AP3800i Bulk PID for -B Domain | 36 | N/A | 198 | 10 | 0% | 198 | 1980
IDF 8EL2 - 8th Floor - One Network Bundle with 4507, 4 UPOE/mGig blades, 10 pack 3802 WAPs
5 | ONENTWK-EN-07-10 | 4507+2xSUP8e, 2x4748-UPoE,10P Bundle | --- | N/A | 0 | 1 | 0% | 0 | 0
5.1 | C1-AIR-K9 | Cisco ONE Access - Wireless - CHOOSE ONLY QTY 1 HERE | --- | 21 | 0 | 1 | 0% | 0 | 0
5.1.0.1 | CON-ECMU-C1AIRK | SWSS UPGRADES Cisco ONE - Wireless | 36 | N/A | 0 | 1 | 0% | 0 | 0
5.1.1 | DNA-VOUCHER | Tracker Eligibility SKU for DNA Offers | --- | 14 | 0 | 1 | 0% | 0 | 0
5.1.2 | C1-MSE-PAK | Cisco ONE MSE License PAK | --- | 14 | 0 | 1 | 0% | 0 | 0
5.1.3 | C1FPAIRK9 | Cisco ONE Foundation Perpetual - Wireless | --- | 21 | 255.5 | 10 | 0% | 255.5 | 2555
5.1.3.0.1 | CON-ECMU-C1FPAIR | SWSS UPGRADES C1 Foundation Perpetual - Wireless | 36 | N/A | 159 | 10 | 0% | 159 | 1590
5.1.4 | C1-WLC-1 | Cisco ONE Wireless LAN Controller AP License (any WLC) | --- | 21 | 0 | 10 | 0% | 0 | 0
5.1.5 | C1-WLC-PAK | Cisco ONE Wireless LAN Controller AP License PAK (any WLC) | --- | 21 | 0 | 1 | 0% | 0 | 0
5.1.6 | C1-PI-LFAS-AP-K9 | Cisco ONE PI Device License for LF & AS for WLAN | --- | 21 | 0 | 10 | 0% | 0 | 0
5.1.7 | C1-ISE-BASE-AP | Cisco ONE Identity Services Engine 25 EndPoint Base Lic | --- | 14 | 0 | 10 | 0% | 0 | 0
5.1.8 | C1-MSE-LS-1 | Cisco ONE CMX Base (Location + Connect) - 1AP license | --- | 14 | 0 | 10 | 0% | 0 | 0
5.1.9 | C1-CEM-25-K9 | Cisco ONE Energy Mgmt Perpetual Lic - 25 DO End Points | --- | 14 | 0 | 10 | 0% | 0 | 0
5.1.10 | C1-LC-5-1Y | Cisco ONE StealthWatch 5 FPS Lic 1 YR | --- | 21 | 0 | 10 | 0% | 0 | 0
5.1.11 | C1F1VAIR-03 | Tracker PID v03 Fnd Perpetual AIR - no delivery | --- | 21 | 0 | 1 | 0% | 0 | 0
5.2 | C1-CAT-UPG | Cisco ONE Upg for Catalyst Switches - CHOOSE ONLY QTY 1 HERE | --- | 14 | 0 | 1 | 0% | 0 | 0
5.2.0.1 | CON-ECMU-C1CATUPG | SWSS UPGRADES Cisco ONE Upgrade for Catalyst Switches | 36 | N/A | 0 | 1 | 0% | 0 | 0
5.2.1 | C1FBUCAT4500R | Cisco ONE Foundation Perpetual Cat4500 (Redundant Sup) | --- | 21 | 200 | 1 | 0% | 200 | 200
5.2.1.0.1 | CON-ECMU-C1FBUCAT | SWSS UPGRADES Cisco ONE Foundation | 36 | N/A | 114 | 1 | 0% | 114 | 114
5.2.2 | C1-R-C4500E-IPBLIC | Cisco ONE IP Base (reference, no lic) | --- | 14 | 0 | 1 | 0% | 0 | 0
5.2.3 | C1-PI-LFAS-4K6K-K9 | Cisco ONE PI Device License for LF & AS for Cat 4k, 6k | --- | 21 | 0 | 1 | 0% | 0 | 0
5.2.4 | C1-ISE-BASE-CAT4K | Cisco ONE Identity Services Engine 150 EndPoint Base Lic | --- | 14 | 0 | 1 | 0% | 0 | 0
5.2.5 | C1-EGW-150-K9 | Cisco ONE Energy Mgmt Perpetual Lic - 150 DO End Points | --- | 14 | 0 | 1 | 0% | 0 | 0
5.2.6 | C1FBVCAT4500S-02 | Tracker PID v02 Fnd Perpetual CAT4500S - no delivery | --- | 14 | 0 | 1 | 0% | 0 | 0
5.2.7 | C1AAUCAT4500X | Cisco ONE Upg-to Advanced Perpetual Cat4500X 32P Std | --- | 21 | 0 | 1 | 0% | 0 | 0
5.2.7.0.1 | CON-ECMU-C1AA4500X | SWSS UPGRADES C1 Advanced Perpetual Cat4500X 32P Std | 36 | N/A | 3600 | 1 | 0% | 3600 | 3600
5.2.8 | C1-R-C4500X-ES | Cisco ONE 4500X 32P Ent Services Lic Perpetual (Ref, No Lic) | --- | 14 | 0 | 1 | 0% | 0 | 0
5.3 | WS-C4507R+E | Catalyst4500E 7 slot chassis for 48Gbps/slot, fan, no ps | --- | 21 | 5106.35 | 1 | 0% | 5106.35 | 5106.35
5.3.0.1 | CON-SNT-C4507R+E | SNTC-8X5XNBD Catalyst4500E 7 slot chassis for 48Gbps | 36 | N/A | 8280 | 1 | 0% | 8280 | 8280
5.3.1 | S45EUK9-S8-38E | CAT4500e SUP8e Universal Crypto Image | --- | 14 | 0 | 1 | 0% | 0 | 0
5.3.2 | C4500E-IP-ES | Paper IP to Ent Services License | --- | 14 | 7296.35 | 1 | 0% | 7296.35 | 7296.35
5.3.3 | FNF-AP | 90 Day Full Functionality Trial of LiveAction software | --- | 14 | 0 | 1 | 0% | 0 | 0
5.3.4 | EW-JX-50SW | Key for Cisco EnergyWise Mgmt (JouleX) 45-day trial License | --- | 14 | 0 | 1 | 0% | 0 | 0
5.3.5 | WS-X45-SUP8-E | Catalyst 4500 E-Series Supervisor 8-E | --- | 14 | 14596.35 | 1 | 0% | 14596.35 | 14596.35
5.3.6 | WS-X45-SUP8-E/2 | Catalyst 4500 E-Series Redundant Supervisor 8-E | --- | 14 | 14596.35 | 1 | 0% | 14596.35 | 14596.35
5.3.7 | WS-X4748-12X48U+E | Catalyst 4500E 48-Port UPOE w/ 12p mGig and 36p 10/100/1000 | --- | 14 | 7296.35 | 1 | 0% | 7296.35 | 7296.35
5.3.8 | WS-X4748-12X48U+E | Catalyst 4500E 48-Port UPOE w/ 12p mGig and 36p 10/100/1000 | --- | 14 | 7296.35 | 1 | 0% | 7296.35 | 7296.35
5.3.9 | WS-X4748-12X48U+E | Catalyst 4500E 48-Port UPOE w/ 12p mGig and 36p 10/100/1000 | --- | 14 | 7296.35 | 1 | 0% | 7296.35 | 7296.35
5.3.10 | WS-X4748-12X48U+E | Catalyst 4500E 48-Port UPOE w/ 12p mGig and 36p 10/100/1000 | --- | 14 | 7296.35 | 1 | 0% | 7296.35 | 7296.35
5.3.11 | PWR-C45-6000ACV | Catalyst 4500 6000W AC dual input Power Supply (Data + PoE) | --- | 14 | 2916.35 | 1 | 0% | 2916.35 | 2916.35
5.3.12 | CAB-AC-2800W-TWLK | U.S. Power Cord, Twist Lock, NEMA 6-20 Plug | --- | 14 | 0 | 4 | 0% | 0 | 0
5.3.13 | PWR-C45-6000ACV/2 | Catalyst 4500 6000W AC dual input Power Supply (Data + PoE) | --- | 14 | 2916.35 | 1 | 0% | 2916.35 | 2916.35
5.3.14 | C4K-SLOT-CVR-E | Catalyst 4500 E-Series Family Slot Cover | --- | 14 | 0 | 1 | 0% | 0 | 0
5.4 | AIR-AP3802I-BK910 | 802.11ac W2 10 AP w/CA; 4x4:3SS; Int Ant; mGig -B Domain | --- | 35 | 13530 | 1 | 0% | 13530 | 13530
5.4.0.1 | CON-SNT-AIR8K910 | SNTC-8X5XNBD 802.11ac W2 10 AP w/CA; 4x4:3SS; Int Ant | 36 | N/A | 0 | 1 | 0% | 0 | 0
5.4.1 | SW3802-CAPWAP-K9 | Cisco Aironet 3800 Series CAPWAP Software Image | --- | 14 | 0 | 10 | 0% | 0 | 0
5.4.2 | AIR-AP-BRACKET-1 | 802.11n AP Low Profile Mounting Bracket (Default) | --- | 14 | 0 | 10 | 0% | 0 | 0
5.4.3 | AIR-AP-T-RAIL-R | Ceiling Grid Clip for Aironet APs - Recessed Mount (Default) | --- | 14 | 0 | 10 | 0% | 0 | 0
5.4.4 | AIR-AP3802I-BBULK | BOM Level AP3800i Bulk PID for B Domain | --- | 14 | 0 | 10 | 0% | 0 | 0
5.4.4.0.1 | CON-SNT-AIR2BULK | SNTC-8X5XNBD BOM Level AP3800i Bulk PID for -B Domain | 36 | N/A | 198 | 10 | 0% | 198 | 1980
IDF 9EL2 - 9th Floor - One Network Bundle with 4510, 6 UPOE/mGig blades, 10 pack 3802 WAPs
9 | ONENTWK-ENT-10-10 | 4510,2xSUP8e, 4x4748-UPoE,10AP Bundle | --- | N/A | 0 | 1 | 0% | 0 | 0
9.1 | C1-AIR-K9 | Cisco ONE Access - Wireless - CHOOSE ONLY QTY 1 HERE | --- | 21 | 0 | 1 | 0% | 0 | 0
9.1.0.1 | CON-ECMU-C1AIRK | SWSS UPGRADES Cisco ONE - Wireless | 36 | N/A | 0 | 1 | 0% | 0 | 0
9.1.1 | DNA-VOUCHER | Tracker Eligibility SKU for DNA Offers | --- | 14 | 0 | 1 | 0% | 0 | 0
9.1.2 | C1-MSE-PAK | Cisco ONE MSE License PAK | --- | 14 | 0 | 1 | 0% | 0 | 0
9.1.3 | C1FPAIRK9 | Cisco ONE Foundation Perpetual - Wireless | --- | 21 | 266 | 10 | 0% | 266 | 2660
9.1.3.0.1 | CON-ECMU-C1FPAIR | SWSS UPGRADES C1 Foundation Perpetual - Wireless | 36 | N/A | 159 | 10 | 0% | 159 | 1590
9.1.4 | C1-WLC-1 | Cisco ONE Wireless LAN Controller AP License (any WLC) | --- | 21 | 0 | 10 | 0% | 0 | 0
9.1.5 | C1-WLC-PAK | Cisco ONE Wireless LAN Controller AP License PAK (any WLC) | --- | 21 | 0 | 1 | 0% | 0 | 0
9.1.6 | C1-PI-LFAS-AP-K9 | Cisco ONE PI Device License for LF & AS for WLAN | --- | 21 | 0 | 10 | 0% | 0 | 0
9.1.7 | C1-ISE-BASE-AP | Cisco ONE Identity Services Engine 25 EndPoint Base Lic | --- | 14 | 0 | 10 | 0% | 0 | 0
9.1.8 | C1-MSE-LS-1 | Cisco ONE CMX Base (Location + Connect) - 1AP license | --- | 14 | 0 | 10 | 0% | 0 | 0
9.1.9 | C1-CEM-25-K9 | Cisco ONE Energy Mgmt Perpetual Lic - 25 DO End Points | --- | 14 | 0 | 10 | 0% | 0 | 0
9.1.10 | C1-LC-5-1Y | Cisco ONE StealthWatch 5 FPS Lic 1 YR | --- | 21 | 0 | 10 | 0% | 0 | 0
9.1.11 | C1F1VAIR-03 | Tracker PID v03 Fnd Perpetual AIR - no delivery | --- | 21 | 0 | 1 | 0% | 0 | 0
9.2 | C1-CAT-UPG | Cisco ONE Upg for Catalyst Switches - CHOOSE ONLY QTY 1 HERE | --- | 14 | 0 | 1 | 0% | 0 | 0
9.2.0.1 | CON-ECMU-C1CATUPG | SWSS UPGRADES Cisco ONE Upgrade for Catalyst Switches | 36 | N/A | 0 | 1 | 0% | 0 | 0
9.2.1 | C1FBUCAT4500R | Cisco ONE Foundation Perpetual Cat4500 (Redundant Sup) | --- | 21 | 200 | 1 | 0% | 200 | 200
9.2.1.0.1 | CON-ECMU-C1FBUCAT | SWSS UPGRADES Cisco ONE Foundation | 36 | N/A | 114 | 1 | 0% | 114 | 114
9.2.2 | C1-R-C4500E-IPBLIC | Cisco ONE IP Base (reference, no lic) | --- | 14 | 0 | 1 | 0% | 0 | 0
9.2.3 | C1-PI-LFAS-4K6K-K9 | Cisco ONE PI Device License for LF & AS for Cat 4k, 6k | --- | 21 | 0 | 1 | 0% | 0 | 0
9.2.4 | C1-ISE-BASE-CAT4K | Cisco ONE Identity Services Engine 150 EndPoint Base Lic | --- | 14 | 0 | 1 | 0% | 0 | 0
9.2.5 | C1-EGW-150-K9 | Cisco ONE Energy Mgmt Perpetual Lic - 150 DO End Points | --- | 14 | 0 | 1 | 0% | 0 | 0
9.2.6 | C1FBVCAT4500S-02 | Tracker PID v02 Fnd Perpetual CAT4500S - no delivery | --- | 14 | 0 | 1 | 0% | 0 | 0
9.2.7 | C1ABUCAT4500S | Cisco ONE Upg-to Advanced Cat4500 Bundles Std | --- | 21 | 0 | 1 | 0% | 0 | 0
9.2.7.0.1 | CON-ECMU-C1ABC45S | SWSS UPGRADES C1 Advd Perpetual Cat4500 Bndls Std | 36 | N/A | 4500 | 1 | 0% | 4500 | 4500
9.2.8 | C1-R-C4500E-ES | Cisco ONE Ent Services (Reference, No License) | --- | 14 | 0 | 1 | 0% | 0 | 0
9.3 | WS-C4510R+E | Catalyst 4500E 10 slot chassis for 48Gbps/slot, fan, no ps | --- | 14 | 7596.2 | 1 | 0% | 7596.2 | 7596.2
9.3.0.1 | CON-SNT-C4510R+E | SNTC-8X5XNBD Catalyst 4500E 10 slot chassis for 48Gbp | 36 | N/A | 15750 | 1 | 0% | 15750 | 15750
9.3.1 | S45EUK9-S8-38E | CAT4500e SUP8e Universal Crypto Image | --- | 14 | 0 | 1 | 0% | 0 | 0
9.3.2 | C4K-SLOT-CVR-E | Catalyst 4500 E-Series Family Slot Cover | --- | 14 | 0 | 2 | 0% | 0 | 0
9.3.3 | C4500E-IP-ES | Paper IP to Ent Services License | --- | 14 | 7596.2 | 1 | 0% | 7596.2 | 7596.2
9.3.4 | FNF-AP | 90 Day Full Functionality Trial of LiveAction software | --- | 14 | 0 | 1 | 0% | 0 | 0
9.3.5 | EW-JX-50SW | Key for Cisco EnergyWise Mgmt (JouleX) 45-day trial License | --- | 14 | 0 | 1 | 0% | 0 | 0
9.3.6 | WS-X45-SUP8-E | Catalyst 4500 E-Series Supervisor 8-E | --- | 14 | 15196.2 | 1 | 0% | 15196.2 | 15196.2
9.3.7 | WS-X45-SUP8-E/2 | Catalyst 4500 E-Series Redundant Supervisor 8-E | --- | 14 | 15196.2 | 1 | 0% | 15196.2 | 15196.2
9.3.8 | WS-X4748-12X48U+E | Catalyst 4500E 48-Port UPOE w/ 12p mGig and 36p 10/100/1000 | --- | 14 | 7596.2 | 1 | 0% | 7596.2 | 7596.2
9.3.9 | WS-X4748-12X48U+E | Catalyst 4500E 48-Port UPOE w/ 12p mGig and 36p 10/100/1000 | --- | 14 | 7596.2 | 1 | 0% | 7596.2 | 7596.2
9.3.10 | WS-X4748-12X48U+E | Catalyst 4500E 48-Port UPOE w/ 12p mGig and 36p 10/100/1000 | --- | 14 | 7596.2 | 1 | 0% | 7596.2 | 7596.2
9.3.11 | WS-X4748-12X48U+E | Catalyst 4500E 48-Port UPOE w/ 12p mGig and 36p 10/100/1000 | --- | 14 | 7596.2 | 1 | 0% | 7596.2 | 7596.2
9.3.12 | WS-X4748-12X48U+E | Catalyst 4500E 48-Port UPOE w/ 12p mGig and 36p 10/100/1000 | --- | 14 | 7596.2 | 1 | 0% | 7596.2 | 7596.2
9.3.13 | WS-X4748-12X48U+E | Catalyst 4500E 48-Port UPOE w/ 12p mGig and 36p 10/100/1000 | --- | 14 | 7596.2 | 1 | 0% | 7596.2 | 7596.2
9.3.14 | PWR-C45-9000ACV | Catalyst 4500E 9000W AC triple input Power Supply (Data + Po | --- | 14 | 4556.2 | 1 | 0% | 4556.2 | 4556.2
9.3.15 | CAB-AC-2800W-TWLK | U.S. Power Cord, Twist Lock, NEMA 6-20 Plug | --- | 14 | 0 | 6 | 0% | 0 | 0
9.3.16 | PWR-C45-9000ACV/2 | Catalyst 4500E 9000W AC triple input Power Supply (Data + Po | --- | 14 | 4556.2 | 1 | 0% | 4556.2 | 4556.2
9.4 | AIR-AP3802I-BK910 | 802.11ac W2 10 AP w/CA; 4x4:3SS; Int Ant; mGig -B Domain | --- | 35 | 13530 | 1 | 0% | 13530 | 13530
9.4.0.1 | CON-SNT-AIR8K910 | SNTC-8X5XNBD 802.11ac W2 10 AP w/CA; 4x4:3SS; Int Ant | 36 | N/A | 0 | 1 | 0% | 0 | 0
9.4.1 | SW3802-CAPWAP-K9 | Cisco Aironet 3800 Series CAPWAP Software Image | --- | 14 | 0 | 10 | 0% | 0 | 0
9.4.2 | AIR-AP-BRACKET-1 | 802.11n AP Low Profile Mounting Bracket (Default) | --- | 14 | 0 | 10 | 0% | 0 | 0
9.4.3 | AIR-AP-T-RAIL-R | Ceiling Grid Clip for Aironet APs - Recessed Mount (Default) | --- | 14 | 0 | 10 | 0% | 0 | 0
9.4.4 | AIR-AP3802I-BBULK | BOM Level AP3800i Bulk PID for B Domain | --- | 14 | 0 | 10 | 0% | 0 | 0
9.4.4.0.1 | CON-SNT-AIR2BULK | SNTC-8X5XNBD BOM Level AP3800i Bulk PID for -B Domain | 36 | N/A | 198 | 10 | 0% | 198 | 1980
IDF 10EL2 - 10th Floor - One Network Bundle with 4510, 7 UPOE/mGig blades, 10 pack 3802 WAPs - (VSS-1)
10 | ONENTWK-ENT-10-10 | 4510,2xSUP8e, 4x4748-UPoE,10AP Bundle | --- | N/A | 0 | 1 | 0% | 0 | 0
10.1 | C1-AIR-K9 | Cisco ONE Access - Wireless - CHOOSE ONLY QTY 1 HERE | --- | 21 | 0 | 1 | 0% | 0 | 0
10.1.0.1 | CON-ECMU-C1AIRK | SWSS UPGRADES Cisco ONE - Wireless | 36 | N/A | 0 | 1 | 0% | 0 | 0
10.1.1 | DNA-VOUCHER | Tracker Eligibility SKU for DNA Offers | --- | 14 | 0 | 1 | 0% | 0 | 0
10.1.2 | C1-MSE-PAK | Cisco ONE MSE License PAK | --- | 14 | 0 | 1 | 0% | 0 | 0
10.1.3 | C1FPAIRK9 | Cisco ONE Foundation Perpetual - Wireless | --- | 21 | 266 | 10 | 0% | 266 | 2660
10.1.3.0.1 | CON-ECMU-C1FPAIR | SWSS UPGRADES C1 Foundation Perpetual - Wireless | 36 | N/A | 159 | 10 | 0% | 159 | 1590
10.1.4 | C1-WLC-1 | Cisco ONE Wireless LAN Controller AP License (any WLC) | --- | 21 | 0 | 10 | 0% | 0 | 0
10.1.5 | C1-WLC-PAK | Cisco ONE Wireless LAN Controller AP License PAK (any WLC) | --- | 21 | 0 | 1 | 0% | 0 | 0
10.1.6 | C1-PI-LFAS-AP-K9 | Cisco ONE PI Device License for LF & AS for WLAN | --- | 21 | 0 | 10 | 0% | 0 | 0
10.1.7 | C1-ISE-BASE-AP | Cisco ONE Identity Services Engine 25 EndPoint Base Lic | --- | 14 | 0 | 10 | 0% | 0 | 0
10.1.8 | C1-MSE-LS-1 | Cisco ONE CMX Base (Location + Connect) - 1AP license | --- | 14 | 0 | 10 | 0% | 0 | 0
10.1.9 | C1-CEM-25-K9 | Cisco ONE Energy Mgmt Perpetual Lic - 25 DO End Points | --- | 14 | 0 | 10 | 0% | 0 | 0
10.1.10 | C1-LC-5-1Y | Cisco ONE StealthWatch 5 FPS Lic 1 YR | --- | 21 | 0 | 10 | 0% | 0 | 0
10.1.11 | C1F1VAIR-03 | Tracker PID v03 Fnd Perpetual AIR - no delivery | --- | 21 | 0 | 1 | 0% | 0 | 0
10.2 | C1-CAT-UPG | Cisco ONE Upg for Catalyst Switches - CHOOSE ONLY QTY 1 HERE | --- | 14 | 0 | 1 | 0% | 0 | 0
10.2.0.1 | CON-ECMU-C1CATUPG | SWSS UPGRADES Cisco ONE Upgrade for Catalyst Switches | 36 | N/A | 0 | 1 | 0% | 0 | 0
10.2.1 | C1FBUCAT4500R | Cisco ONE Foundation Perpetual Cat4500 (Redundant Sup) | --- | 21 | 200 | 1 | 0% | 200 | 200
10.2.1.0.1 | CON-ECMU-C1FBUCAT | SWSS UPGRADES Cisco ONE Foundation | 36 | N/A | 114 | 1 | 0% | 114 | 114
10.2.2 | C1-R-C4500E-IPBLIC | Cisco ONE IP Base (reference, no lic) | --- | 14 | 0 | 1 | 0% | 0 | 0
10.2.3 | C1-PI-LFAS-4K6K-K9 | Cisco ONE PI Device License for LF & AS for Cat 4k, 6k | --- | 21 | 0 | 1 | 0% | 0 | 0
10.2.4 | C1-ISE-BASE-CAT4K | Cisco ONE Identity Services Engine 150 EndPoint Base Lic | --- | 14 | 0 | 1 | 0% | 0 | 0
10.2.5 | C1-EGW-150-K9 | Cisco ONE Energy Mgmt Perpetual Lic - 150 DO End Points | --- | 14 | 0 | 1 | 0% | 0 | 0
10.2.6 | C1FBVCAT4500S-02 | Tracker PID v02 Fnd Perpetual CAT4500S - no delivery | --- | 14 | 0 | 1 | 0% | 0 | 0
10.2.7 | C1ABUCAT4500S | Cisco ONE Upg-to Advanced Cat4500 Bundles Std | --- | 21 | 0 | 1 | 0% | 0 | 0
10.2.7.0.1 | CON-ECMU-C1ABC45S | SWSS UPGRADES C1 Advd Perpetual Cat4500 Bndls Std | 36 | N/A | 4500 | 1 | 0% | 4500 | 4500
10.2.8 | C1-R-C4500E-ES | Cisco ONE Ent Services (Reference, No License) | --- | 14 | 0 | 1 | 0% | 0 | 0
10.3 | WS-C4510R+E | Catalyst 4500E 10 slot chassis for 48Gbps/slot, fan, no ps | --- | 14 | 7596.2 | 1 | 0% | 7596.2 | 7596.2
10.3.0.1 | CON-SNT-C4510R+E | SNTC-8X5XNBD Catalyst 4500E 10 slot chassis for 48Gbp | 36 | N/A | 15750 | 1 | 0% | 15750 | 15750
10.3.1 | S45EUK9-S8-38E | CAT4500e SUP8e Universal Crypto Image | --- | 14 | 0 | 1 | 0% | 0 | 0
10.3.2 | C4K-SLOT-CVR-E | Catalyst 4500 E-Series Family Slot Cover | --- | 14 | 0 | 1 | 0% | 0 | 0
10.3.3 | C4500E-IP-ES | Paper IP to Ent Services License | --- | 14 | 7596.2 | 1 | 0% | 7596.2 | 7596.2
10.3.4 | FNF-AP | 90 Day Full Functionality Trial of LiveAction software | --- | 14 | 0 | 1 | 0% | 0 | 0
10.3.5 | EW-JX-50SW | Key for Cisco EnergyWise Mgmt (JouleX) 45-day trial License | --- | 14 | 0 | 1 | 0% | 0 | 0
10.3.6 | WS-X45-SUP8-E | Catalyst 4500 E-Series Supervisor 8-E | --- | 14 | 15196.2 | 1 | 0% | 15196.2 | 15196.2
10.3.7 | WS-X45-SUP8-E/2 | Catalyst 4500 E-Series Redundant Supervisor 8-E | --- | 14 | 15196.2 | 1 | 0% | 15196.2 | 15196.2
10.3.8 | WS-X4748-12X48U+E | Catalyst 4500E 48-Port UPOE w/ 12p mGig and 36p 10/100/1000 | --- | 14 | 7596.2 | 1 | 0% | 7596.2 | 7596.2
10.3.9 | WS-X4748-12X48U+E | Catalyst 4500E 48-Port UPOE w/ 12p mGig and 36p 10/100/1000 | --- | 14 | 7596.2 | 1 | 0% | 7596.2 | 7596.2
10.3.10 | WS-X4748-12X48U+E | Catalyst 4500E 48-Port UPOE w/ 12p mGig and 36p 10/100/1000 | --- | 14 | 7596.2 | 1 | 0% | 7596.2 | 7596.2
10.3.11 | WS-X4748-12X48U+E | Catalyst 4500E 48-Port UPOE w/ 12p mGig and 36p 10/100/1000 | --- | 14 | 7596.2 | 1 | 0% | 7596.2 | 7596.2
10.3.12 | WS-X4748-12X48U+E | Catalyst 4500E 48-Port UPOE w/ 12p mGig and 36p 10/100/1000 | --- | 14 | 7596.2 | 1 | 0% | 7596.2 | 7596.2
10.3.13 | WS-X4748-12X48U+E | Catalyst 4500E 48-Port UPOE w/ 12p mGig and 36p 10/100/1000 | --- | 14 | 7596.2 | 1 | 0% | 7596.2 | 7596.2
10.3.14 | WS-X4748-12X48U+E | Catalyst 4500E 48-Port UPOE w/ 12p mGig and 36p 10/100/1000 | --- | 14 | 7596.2 | 1 | 0% | 7596.2 | 7596.2
10.3.15 | PWR-C45-9000ACV | Catalyst 4500E 9000W AC triple input Power Supply (Data + Po | --- | 14 | 4556.2 | 1 | 0% | 4556.2 | 4556.2
10.3.16 | CAB-AC-2800W-TWLK | U.S. Power Cord, Twist Lock, NEMA 6-20 Plug | --- | 14 | 0 | 6 | 0% | 0 | 0
10.3.17 | PWR-C45-9000ACV/2 | Catalyst 4500E 9000W AC triple input Power Supply (Data + Po | --- | 14 | 4556.2 | 1 | 0% | 4556.2 | 4556.2
10.4 | AIR-AP3802I-BK910 | 802.11ac W2 10 AP w/CA; 4x4:3SS; Int Ant; mGig -B Domain | --- | 14 | 13530 | 1 | 0% | 13530 | 13530
10.4.0.1 | CON-SNT-AIR8K910 | SNTC-8X5XNBD 802.11ac W2 10 AP w/CA; 4x4:3SS; Int Ant | 36 | N/A | 0 | 1 | 0% | 0 | 0
10.4.1 | SW3802-CAPWAP-K9 | Cisco Aironet 3800 Series CAPWAP Software Image | --- | 14 | 0 | 10 | 0% | 0 | 0
10.4.2 | AIR-AP-BRACKET-1 | 802.11n AP Low Profile Mounting Bracket (Default) | --- | 14 | 0 | 10 | 0% | 0 | 0
10.4.3 | AIR-AP-T-RAIL-R | Ceiling Grid Clip for Aironet APs - Recessed Mount (Default) | --- | 14 | 0 | 10 | 0% | 0 | 0
10.4.4 | AIR-AP3802I-BBULK | BOM Level AP3800i Bulk PID for B Domain | --- | 14 | 0 | 10 | 0% | 0 | 0
10.4.4.0.1 | CON-SNT-AIR2BULK | SNTC-8X5XNBD BOM Level AP3800i Bulk PID for -B Domain | 36 | N/A | 198 | 10 | 0% | 198 | 1980
IDF 10EL2 - 10th Floor - One Network Bundle with 4510, 6 UPOE/mGig blades, 10 pack 3802 WAPs - (VSS-2)
9 | ONENTWK-ENT-10-10 | 4510,2xSUP8e, 4x4748-UPoE,10AP Bundle | --- | N/A | 0 | 1 | 0% | 0 | 0
9.1 | C1-AIR-K9 | Cisco ONE Access - Wireless - CHOOSE ONLY QTY 1 HERE | --- | 21 | 0 | 1 | 0% | 0 | 0
9.1.0.1 | CON-ECMU-C1AIRK | SWSS UPGRADES Cisco ONE - Wireless | 36 | N/A | 0 | 1 | 0% | 0 | 0
9.1.1 | DNA-VOUCHER | Tracker Eligibility SKU for DNA Offers | --- | 14 | 0 | 1 | 0% | 0 | 0
9.1.2 | C1-MSE-PAK | Cisco ONE MSE License PAK | --- | 14 | 0 | 1 | 0% | 0 | 0
9.1.3 | C1FPAIRK9 | Cisco ONE Foundation Perpetual - Wireless | --- | 21 | 266 | 10 | 0% | 266 | 2660
9.1.3.0.1 | CON-ECMU-C1FPAIR | SWSS UPGRADES C1 Foundation Perpetual - Wireless | 36 | N/A | 159 | 10 | 0% | 159 | 1590
9.1.4 | C1-WLC-1 | Cisco ONE Wireless LAN Controller AP License (any WLC) | --- | 21 | 0 | 10 | 0% | 0 | 0
9.1.5 | C1-WLC-PAK | Cisco ONE Wireless LAN Controller AP License PAK (any WLC) | --- | 21 | 0 | 1 | 0% | 0 | 0
9.1.6 | C1-PI-LFAS-AP-K9 | Cisco ONE PI Device License for LF & AS for WLAN | --- | 21 | 0 | 10 | 0% | 0 | 0
9.1.7 | C1-ISE-BASE-AP | Cisco ONE Identity Services Engine 25 EndPoint Base Lic | --- | 14 | 0 | 10 | 0% | 0 | 0
9.1.8 | C1-MSE-LS-1 | Cisco ONE CMX Base (Location + Connect) - 1AP license | --- | 14 | 0 | 10 | 0% | 0 | 0
9.1.9 | C1-CEM-25-K9 | Cisco ONE Energy Mgmt Perpetual Lic - 25 DO End Points | --- | 14 | 0 | 10 | 0% | 0 | 0
9.1.10 | C1-LC-5-1Y | Cisco ONE StealthWatch 5 FPS Lic 1 YR | --- | 21 | 0 | 10 | 0% | 0 | 0
9.1.11 | C1F1VAIR-03 | Tracker PID v03 Fnd Perpetual AIR - no delivery | --- | 21 | 0 | 1 | 0% | 0 | 0
9.2 | C1-CAT-UPG | Cisco ONE Upg for Catalyst Switches - CHOOSE ONLY QTY 1 HERE | --- | 14 | 0 | 1 | 0% | 0 | 0
9.2.0.1 | CON-ECMU-C1CATUPG | SWSS UPGRADES Cisco ONE Upgrade for Catalyst Switches | 36 | N/A | 0 | 1 | 0% | 0 | 0
9.2.1 | C1FBUCAT4500R | Cisco ONE Foundation Perpetual Cat4500 (Redundant Sup) | --- | 21 | 200 | 1 | 0% | 200 | 200
9.2.1.0.1 | CON-ECMU-C1FBUCAT | SWSS UPGRADES Cisco ONE Foundation | 36 | N/A | 114 | 1 | 0% | 114 | 114
9.2.2 | C1-R-C4500E-IPBLIC | Cisco ONE IP Base (reference, no lic) | --- | 14 | 0 | 1 | 0% | 0 | 0
9.2.3 | C1-PI-LFAS-4K6K-K9 | Cisco ONE PI Device License for LF & AS for Cat 4k, 6k | --- | 21 | 0 | 1 | 0% | 0 | 0
9.2.4 | C1-ISE-BASE-CAT4K | Cisco ONE Identity Services Engine 150 EndPoint Base Lic | --- | 14 | 0 | 1 | 0% | 0 | 0
9.2.5 | C1-EGW-150-K9 | Cisco ONE Energy Mgmt Perpetual Lic - 150 DO End Points | --- | 14 | 0 | 1 | 0% | 0 | 0
9.2.6 | C1FBVCAT4500S-02 | Tracker PID v02 Fnd Perpetual CAT4500S - no delivery | --- | 14 | 0 | 1 | 0% | 0 | 0
9.2.7 | C1ABUCAT4500S | Cisco ONE Upg-to Advanced Cat4500 Bundles Std | --- | 21 | 0 | 1 | 0% | 0 | 0
9.2.7.0.1 | CON-ECMU-C1ABC45S | SWSS UPGRADES C1 Advd Perpetual Cat4500 Bndls Std | 36 | N/A | 4500 | 1 | 0% | 4500 | 4500
9.2.8 | C1-R-C4500E-ES | Cisco ONE Ent Services (Reference, No License) | --- | 14 | 0 | 1 | 0% | 0 | 0
9.3 | WS-C4510R+E | Catalyst 4500E 10 slot chassis for 48Gbps/slot, fan, no ps | --- | 14 | 7596.2 | 1 | 0% | 7596.2 | 7596.2
9.3.0.1 | CON-SNT-C4510R+E | SNTC-8X5XNBD Catalyst 4500E 10 slot chassis for 48Gbp | 36 | N/A | 15750 | 1 | 0% | 15750 | 15750
9.3.1 | S45EUK9-S8-38E | CAT4500e SUP8e Universal Crypto Image | --- | 14 | 0 | 1 | 0% | 0 | 0
9.3.2 | C4K-SLOT-CVR-E | Catalyst 4500 E-Series Family Slot Cover | --- | 14 | 0 | 2 | 0% | 0 | 0
9.3.3 | C4500E-IP-ES | Paper IP to Ent Services License | --- | 14 | 7596.2 | 1 | 0% | 7596.2 | 7596.2
9.3.4 | FNF-AP | 90 Day Full Functionality Trial of LiveAction software | --- | 14 | 0 | 1 | 0% | 0 | 0
9.3.5 | EW-JX-50SW | Key for Cisco EnergyWise Mgmt (JouleX) 45-day trial License | --- | 14 | 0 | 1 | 0% | 0 | 0
9.3.6 | WS-X45-SUP8-E | Catalyst 4500 E-Series Supervisor 8-E | --- | 14 | 15196.2 | 1 | 0% | 15196.2 | 15196.2
9.3.7 | WS-X45-SUP8-E/2 | Catalyst 4500 E-Series Redundant Supervisor 8-E | --- | 14 | 15196.2 | 1 | 0% | 15196.2 | 15196.2
9.3.8 | WS-X4748-12X48U+E | Catalyst 4500E 48-Port UPOE w/ 12p mGig and 36p 10/100/1000 | --- | 14 | 7596.2 | 1 | 0% | 7596.2 | 7596.2
9.3.9 | WS-X4748-12X48U+E | Catalyst 4500E 48-Port UPOE w/ 12p mGig and 36p 10/100/1000 | --- | 14 | 7596.2 | 1 | 0% | 7596.2 | 7596.2
9.3.10 | WS-X4748-12X48U+E | Catalyst 4500E 48-Port UPOE w/ 12p mGig and 36p 10/100/1000 | --- | 14 | 7596.2 | 1 | 0% | 7596.2 | 7596.2
9.3.11 | WS-X4748-12X48U+E | Catalyst 4500E 48-Port UPOE w/ 12p mGig and 36p 10/100/1000 | --- | 14 | 7596.2 | 1 | 0% | 7596.2 | 7596.2
9.3.12 | WS-X4748-12X48U+E | Catalyst 4500E 48-Port UPOE w/ 12p mGig and 36p 10/100/1000 | --- | 14 | 7596.2 | 1 | 0% | 7596.2 | 7596.2
9.3.13 | WS-X4748-12X48U+E | Catalyst 4500E 48-Port UPOE w/ 12p mGig and 36p 10/100/1000 | --- | 14 | 7596.2 | 1 | 0% | 7596.2 | 7596.2
9.3.14 | PWR-C45-9000ACV | Catalyst 4500E 9000W AC triple input Power Supply (Data + Po | --- | 14 | 4556.2 | 1 | 0% | 4556.2 | 4556.2
9.3.15 | CAB-AC-2800W-TWLK | U.S. Power Cord, Twist Lock, NEMA 6-20 Plug | --- | 14 | 0 | 6 | 0% | 0 | 0
9.3.16 | PWR-C45-9000ACV/2 | Catalyst 4500E 9000W AC triple input Power Supply (Data + Po | --- | 14 | 4556.2 | 1 | 0% | 4556.2 | 4556.2
9.4 | AIR-AP3802I-BK910 | 802.11ac W2 10 AP w/CA; 4x4:3SS; Int Ant; mGig -B Domain | --- | 35 | 13530 | 1 | 0% | 13530 | 13530
9.4.0.1 | CON-SNT-AIR8K910 | SNTC-8X5XNBD 802.11ac W2 10 AP w/CA; 4x4:3SS; Int Ant | 36 | N/A | 0 | 1 | 0% | 0 | 0
9.4.1 | SW3802-CAPWAP-K9 | Cisco Aironet 3800 Series CAPWAP Software Image | --- | 14 | 0 | 10 | 0% | 0 | 0
9.4.2 | AIR-AP-BRACKET-1 | 802.11n AP Low Profile Mounting Bracket (Default) | --- | 14 | 0 | 10 | 0% | 0 | 0
9.4.3 | AIR-AP-T-RAIL-R | Ceiling Grid Clip for Aironet APs - Recessed Mount (Default) | --- | 14 | 0 | 10 | 0% | 0 | 0
9.4.4 | AIR-AP3802I-BBULK | BOM Level AP3800i Bulk PID for B Domain | --- | 14 | 0 | 10 | 0% | 0 | 0
9.4.4.0.1 | CON-SNT-AIR2BULK | SNTC-8X5XNBD BOM Level AP3800i Bulk PID for -B Domain | 36 | N/A | 198 | 10 | 0% | 198 | 1980
Existing Coleman Building MDF - Basement - Cisco ONE Catalyst 4500-X 16 Port 10G IP Base, Front-to-Back - (VSS-1)
2 | C1-C4500X-16SFP+ | Cisco ONE Catalyst 4500-X 16 Port 10G IP Base, Front-to-Back | --- | 14 | 16000 | 1 | 0% | 16000 | 16000
2.0.1 | CON-SNT-45X16SFP | SNTC-8X5XNBD C1 Cat 4500-X 16 Port 10G IP Base | 36 | N/A | 3240 | 1 | 0% | 3240 | 3240
2.1 | C4KX-PWR-750AC-R/2 | Catalyst 4500X 750W AC front to back cooling 2nd PWR supply | --- | 14 | 2000 | 1 | 0% | 2000 | 2000
2.2 | C4KX-PWR-750AC-R | Catalyst 4500X 750W AC front to back cooling power supply | --- | 14 | 2000 | 1 | 0% | 2000 | 2000
2.3 | C4KX-NM-BLANK | Catalyst 4500X Network Module Blank | --- | 14 | 0 | 1 | 0% | 0 | 0
2.4 | CAB-US515-C15-US | NEMA 5-15 to IEC-C15 8ft US | --- | 56 | 0 | 2 | 0% | 0 | 0
2.5 | S45XUK9-37E | CAT4500-X Universal Crypto Image | --- | 14 | 0 | 1 | 0% | 0 | 0
2.6 | C1FAPCAT4500X | Cisco ONE Foundation Perpetual Cat4500X Std | --- | 21 | 250 | 1 | 0% | 250 | 250
2.6.0.1 | CON-ECMU-C1FA4500X | SWSS UPGRADES C1 Foundation Perpetual Cat4500X Std | 36 | N/A | 81 | 1 | 0% | 81 | 81
2.7 | C1-PI-LFAS-4K6K-K9 | Cisco ONE PI Device License for LF & AS for Cat 4k, 6k | --- | 21 | 0 | 1 | 0% | 0 | 0
2.8 | C1-ISE-BASE-CAT4K | Cisco ONE Identity Services Engine 150 EndPoint Base Lic | --- | 14 | 0 | 1 | 0% | 0 | 0
2.9 | C1-EGW-150-K9 | Cisco ONE Energy Mgmt Perpetual Lic - 150 DO End Points | --- | 14 | 0 | 1 | 0% | 0 | 0
2.1 | C1FAVCAT4500X-02 | Tracker PID v02 Fnd Perpetual CAT4500X - no delivery | --- | 14 | 0 | 1 | 0% | 0 | 0
2.11 | C1AAPCAT45001 | Cisco ONE Advanced Perpetual Cat4500X 16P and 24P Std | --- | 21 | 4000 | 1 | 0% | 4000 | 4000
2.11.0.1 | CON-ECMU-C1AAPCAT4 | SWSS UPGRADES Cisco ONE Advanced P | 36 | N/A | 1800 | 1 | 0% | 1800 | 1800
2.12 | C4500X-16P-ES-C1 | Cisco ONE Ent. Services license for 16P Catalyst 4500-X | --- | 14 | 0 | 1 | 0% | 0 | 0
Existing Coleman Building MDF - Basement - Cisco ONE Catalyst 4500-X 16 Port 10G IP Base, Front-to-Back - (VSS-2)
2 | C1-C4500X-16SFP+ | Cisco ONE Catalyst 4500-X 16 Port 10G IP Base, Front-to-Back | --- | 14 | 16000 | 1 | 0% | 16000 | 16000
2.0.1 | CON-SNT-45X16SFP | SNTC-8X5XNBD C1 Cat 4500-X 16 Port 10G IP Base | 36 | N/A | 3240 | 1 | 0% | 3240 | 3240
2.1 | C4KX-PWR-750AC-R/2 | Catalyst 4500X 750W AC front to back cooling 2nd PWR supply | --- | 14 | 2000 | 1 | 0% | 2000 | 2000
2.2 | C4KX-PWR-750AC-R | Catalyst 4500X 750W AC front to back cooling power supply | --- | 14 | 2000 | 1 | 0% | 2000 | 2000
2.3 | C4KX-NM-BLANK | Catalyst 4500X Network Module Blank | --- | 14 | 0 | 1 | 0% | 0 | 0
2.4 | CAB-US515-C15-US | NEMA 5-15 to IEC-C15 8ft US | --- | 56 | 0 | 2 | 0% | 0 | 0
2.5 | S45XUK9-37E | CAT4500-X Universal Crypto Image | --- | 14 | 0 | 1 | 0% | 0 | 0
2.6 | C1FAPCAT4500X | Cisco ONE Foundation Perpetual Cat4500X Std | --- | 21 | 250 | 1 | 0% | 250 | 250
2.6.0.1 | CON-ECMU-C1FA4500X | SWSS UPGRADES C1 Foundation Perpetual Cat4500X Std | 36 | N/A | 81 | 1 | 0% | 81 | 81
2.7 | C1-PI-LFAS-4K6K-K9 | Cisco ONE PI Device License for LF & AS for Cat 4k, 6k | --- | 21 | 0 | 1 | 0% | 0 | 0
2.8 | C1-ISE-BASE-CAT4K | Cisco ONE Identity Services Engine 150 EndPoint Base Lic | --- | 14 | 0 | 1 | 0% | 0 | 0
2.9 | C1-EGW-150-K9 | Cisco ONE Energy Mgmt Perpetual Lic - 150 DO End Points | --- | 14 | 0 | 1 | 0% | 0 | 0
2.1 | C1FAVCAT4500X-02 | Tracker PID v02 Fnd Perpetual CAT4500X - no delivery | --- | 14 | 0 | 1 | 0% | 0 | 0
2.11 | C1AAPCAT45001 | Cisco ONE Advanced Perpetual Cat4500X 16P and 24P Std | --- | 21 | 4000 | 1 | 0% | 4000 | 4000
2.11.0.1 | CON-ECMU-C1AAPCAT4 | SWSS UPGRADES Cisco ONE Advanced P | 36 | N/A | 1800 | 1 | 0% | 1800 | 1800
2.12 | C4500X-16P-ES-C1 | Cisco ONE Ent. Services license for 16P Catalyst 4500-X | --- | 14 | 0 | 1 | 0% | 0 | 0
Coleman Spare 4507 - One Network Bundle with 4507, 2 UPOE/mGig blades, 10 pack 3802 WAPs
6 | ONENTWK-EN-07-10 | 4507+2xSUP8e, 2x4748-UPoE,10P Bundle | --- | N/A | 0 | 1 | 0% | 0 | 0 | 53340
6.1 | C1-AIR-K9 | Cisco ONE Access - Wireless - CHOOSE ONLY QTY 1 HERE | --- | 21 | 0 | 1 | 0% | 0 | 0
6.1.0.1 | CON-ECMU-C1AIRK | SWSS UPGRADES Cisco ONE - Wireless | 36 | N/A | 0 | 1 | 0% | 0 | 0
6.1.1 | DNA-VOUCHER | Tracker Eligibility SKU for DNA Offers | --- | 14 | 0 | 1 | 0% | 0 | 0
6.1.2 | C1-MSE-PAK | Cisco ONE MSE License PAK | --- | 14 | 0 | 1 | 0% | 0 | 0
6.1.3 | C1FPAIRK9 | Cisco ONE Foundation Perpetual - Wireless | --- | 21 | 255.5 | 10 | 0% | 255.5 | 2555
6.1.3.0.1 | CON-ECMU-C1FPAIR | SWSS UPGRADES C1 Foundation Perpetual - Wireless | 36 | N/A | 159 | 10 | 0% | 159 | 1590
6.1.4 | C1-WLC-1 | Cisco ONE Wireless LAN Controller AP License (any WLC) | --- | 21 | 0 | 10 | 0% | 0 | 0
6.1.5 | C1-WLC-PAK | Cisco ONE Wireless LAN Controller AP License PAK (any WLC) | --- | 21 | 0 | 1 | 0% | 0 | 0
6.1.6 | C1-PI-LFAS-AP-K9 | Cisco ONE PI Device License for LF & AS for WLAN | --- | 21 | 0 | 10 | 0% | 0 | 0
6.1.7 | C1-ISE-BASE-AP | Cisco ONE Identity Services Engine 25 EndPoint Base Lic | --- | 14 | 0 | 10 | 0% | 0 | 0
6.1.8 | C1-MSE-LS-1 | Cisco ONE CMX Base (Location + Connect) - 1AP license | --- | 14 | 0 | 10 | 0% | 0 | 0
6.1.9 | C1-CEM-25-K9 | Cisco ONE Energy Mgmt Perpetual Lic - 25 DO End Points | --- | 14 | 0 | 10 | 0% | 0 | 0
6.1.10 | C1-LC-5-1Y | Cisco ONE StealthWatch 5 FPS Lic 1 YR | --- | 21 | 0 | 10 | 0% | 0 | 0
6.1.11 | C1F1VAIR-03 | Tracker PID v03 Fnd Perpetual AIR - no delivery | --- | 21 | 0 | 1 | 0% | 0 | 0
6.2 | C1-CAT-UPG | Cisco ONE Upg for Catalyst Switches - CHOOSE ONLY QTY 1 HERE | --- | 14 | 0 | 1 | 0% | 0 | 0
6.2.0.1 | CON-ECMU-C1CATUPG | SWSS UPGRADES Cisco ONE Upgrade for Catalyst Switches | 36 | N/A | 0 | 1 | 0% | 0 | 0
6.2.1 | C1FBUCAT4500R | Cisco ONE Foundation Perpetual Cat4500 (Redundant Sup) | --- | 21 | 200 | 1 | 0% | 200 | 200
6.2.1.0.1 | CON-ECMU-C1FBUCAT | SWSS UPGRADES Cisco ONE Foundation | 36 | N/A | 114 | 1 | 0% | 114 | 114
6.2.2 | C1-R-C4500E-IPBLIC | Cisco ONE IP Base (reference, no lic) | --- | 14 | 0 | 1 | 0% | 0 | 0
6.2.3 | C1-PI-LFAS-4K6K-K9 | Cisco ONE PI Device License for LF & AS for Cat 4k, 6k | --- | 21 | 0 | 1 | 0% | 0 | 0
6.2.4 | C1-ISE-BASE-CAT4K | Cisco ONE Identity Services Engine 150 EndPoint Base Lic | --- | 14 | 0 | 1 | 0% | 0 | 0
6.2.5 | C1-EGW-150-K9 | Cisco ONE Energy Mgmt Perpetual Lic - 150 DO End Points | --- | 14 | 0 | 1 | 0% | 0 | 0
6.2.6 | C1FBVCAT4500S-02 | Tracker PID v02 Fnd Perpetual CAT4500S - no delivery | --- | 14 | 0 | 1 | 0% | 0 | 0
6.2.7 | C1AAUCAT4500X | Cisco ONE Upg-to Advanced Perpetual Cat4500X 32P Std | --- | 21 | 0 | 1 | 0% | 0 | 0
6.2.7.0.1 | CON-ECMU-C1AA4500X | SWSS UPGRADES C1 Advanced Perpetual Cat4500X 32P Std | 36 | N/A | 3600 | 1 | 0% | 3600 | 3600
6.2.8 | C1-R-C4500X-ES | Cisco ONE 4500X 32P Ent Services Lic Perpetual (Ref, No Lic) | --- | 14 | 0 | 1 | 0% | 0 | 0
6.3 | WS-C4507R+E | Catalyst4500E 7 slot chassis for 48Gbps/slot, fan, no ps | --- | 14 | 5106.35 | 1 | 0% | 5106.35 | 5106.35
6.3.0.1 | CON-SNT-C4507R+E | SNTC-8X5XNBD Catalyst4500E 7 slot chassis for 48Gbps | 36 | N/A | 8280 | 1 | 0% | 8280 | 8280
6.3.1 | S45EUK9-S8-38E | CAT4500e SUP8e Universal Crypto Image | --- | 14 | 0 | 1 | 0% | 0 | 0
6.3.2 | C4500E-IP-ES | Paper IP to Ent Services License | --- | 14 | 7296.35 | 1 | 0% | 7296.35 | 7296.35
6.3.3 | FNF-AP | 90 Day Full Functionality Trial of LiveAction software | --- | 14 | 0 | 1 | 0% | 0 | 0
6.3.4 | EW-JX-50SW | Key for Cisco EnergyWise Mgmt (JouleX) 45-day trial License | --- | 14 | 0 | 1 | 0% | 0 | 0
6.3.5 | WS-X45-SUP8-E | Catalyst 4500 E-Series Supervisor 8-E | --- | 14 | 14596.35 | 1 | 0% | 14596.35 | 14596.35
6.3.6 | WS-X45-SUP8-E/2 | Catalyst 4500 E-Series Redundant Supervisor 8-E | --- | 14 | 14596.35 | 1 | 0% | 14596.35 | 14596.35
6.3.7 | WS-X4748-12X48U+E | Catalyst 4500E 48-Port UPOE w/ 12p mGig and 36p 10/100/1000 | --- | 14 | 7296.35 | 1 | 0% | 7296.35 | 7296.35
6.3.8 | WS-X4748-12X48U+E | Catalyst 4500E 48-Port UPOE w/ 12p mGig and 36p 10/100/1000 | --- | 14 | 7296.35 | 1 | 0% | 7296.35 | 7296.35
6.3.9 | PWR-C45-6000ACV | Catalyst 4500 6000W AC dual input Power Supply (Data + PoE) | --- | 14 | 2916.35 | 1 | 0% | 2916.35 | 2916.35
6.3.10 | CAB-AC-2800W-TWLK | U.S. Power Cord, Twist Lock, NEMA 6-20 Plug | --- | 14 | 0 | 4 | 0% | 0 | 0
6.3.11 | PWR-C45-6000ACV/2 | Catalyst 4500 6000W AC dual input Power Supply (Data + PoE) | --- | 14 | 2916.35 | 1 | 0% | 2916.35 | 2916.35
6.3.12 | C4K-SLOT-CVR-E | Catalyst 4500 E-Series Family Slot Cover | --- | 14 | 0 | 3 | 0% | 0 | 0
6.4 | AIR-AP3802I-BK910 | 802.11ac W2 10 AP w/CA; 4x4:3SS; Int Ant; mGig -B Domain | --- | 14 | 13530 | 1 | 0% | 13530 | 13530
6.4.0.1 | CON-SNT-AIR8K910 | SNTC-8X5XNBD 802.11ac W2 10 AP w/CA; 4x4:3SS; Int Ant | 36 | N/A | 0 | 1 | 0% | 0 | 0
6.4.1 | SW3802-CAPWAP-K9 | Cisco Aironet 3800 Series CAPWAP Software Image | --- | 14 | 0 | 10 | 0% | 0 | 0
6.4.2 | AIR-AP-BRACKET-1 | 802.11n AP Low Profile Mounting Bracket (Default) | --- | 14 | 0 | 10 | 0% | 0 | 0
6.4.3 | AIR-AP-T-RAIL-R | Ceiling Grid Clip for Aironet APs - Recessed Mount (Default) | --- | 14 | 0 | 10 | 0% | 0 | 0
6.4.4 | AIR-AP3802I-BBULK | BOM Level AP3800i Bulk PID for B Domain | --- | 14 | 0 | 10 | 0% | 0 | 0
6.4.4.0.1 | CON-SNT-AIR2BULK | SNTC-8X5XNBD BOM Level AP3800i Bulk PID for -B Domain | 36 | N/A | 198 | 10 | 0% | 198 | 1980
SFPs
| Part Number | Description | Service Duration (Months) | Lead Time | Unit List Price | Qty | Disc(%) | Unit Net Price | Extended Net Price
1 | WS-X4748-UPOE+E= | Catalyst 4500E 48-Port UPOE 10/100/1000(RJ45) | --- | 14 | 8995 | 2 | 0% | 8995 | 17990 | Spare Linecards
2 | WS-X4712-SFP+E= | Catalyst 4500 E-Series 12-Port 10GbE (SFP+) | --- | 14 | 26995 | 0 | 0% | 26995 | 0
6 | CVR-X2-SFP10G= | X2 to SFP+ Adaptor module | --- | 14 | 200 | 0 | 0% | 200 | 0
7 | SFP-10G-SR-S= | 10GBASE-SR SFP Module, Enterprise-Class | --- | 14 | 650 | 38 | 0% | 650 | 24700
8 | SFP-10G-LR-S= | 10GBASE-LR SFP Module, Enterprise-Class | --- | 14 | 1900 | 10 | 0% | 1900 | 19000 | 40G Uplink to existing Coleman Building, 2 x 10 Uplinks to WAN
9 | SFP-H10GB-CU1M= | 10GBASE-CU SFP+ Cable 1 Meter | --- | 14 | 100 | 12 | 0% | 100 | 1200
10 | SFP-H10GB-CU3M= | 10GBASE-CU SFP+ Cable 3 Meter | --- | 14 | 100 | 12 | 0% | 100 | 1200
11 | SFP-H10GB-CU5M= | 10GBASE-CU SFP+ Cable 5 Meter | --- | 14 | 150 | 12 | 0% | 150 | 1800
4.3.13 | C4K-SLOT-CVR-E | Catalyst 4500 E-Series Family Slot Cover | --- | 14 | 50 | 11 | 0% | 50 | 550
| Phones |  |  |  |  | 315
| Part Number | Description | Service Duration (Months) | Lead Time | Unit List Price | Qty | Disc(%) | Unit Net Price | Extended Net Price
12 | CP-7821-K9= | Cisco UC Phone 7821 | --- | 14 | 255 | 100 | 0% | 255 | 25500
13 | CP-7800-WMK= | Spare Wallmount Kit for Cisco UC Phone 7800 Series | --- | 14 | 75 | 100 | 0% | 75 | 7500
14 | CP-8845-K9= | Cisco IP Phone 8845 | --- | 21 | 575 | 145 | 0% | 575 | 83375
15 | CP-8865-K9= | Cisco IP Phone 8865 | --- | 56 | 795 | 45 | 0% | 795 | 35775
16 | CP-BEKEM= | Cisco IP Phone 8800 Key Expansion Module | --- | 21 | 490 | 10 | 0% | 490 | 4900
17 | CP-8831-K9= | Cisco 8831 Base/Control Panel for North America | --- | 15 | 1495 | 9 | 0% | 1495 | 13455
17.1 | CP-8831-DCU-S | Spare Cisco 8831 Display Control Unit (DCU) | --- | 14 | 0 | 9 | 0% | 0 | 0
18 | CP-MIC-WIRED-S= | Cisco 8831 Wired Microphone Kit | --- | 14 | 350 | 9 | 0% | 350 | 3150
24 | CP-PWR-CUBE-4= | IP Phone power transformer for the 89/9900 phone series | --- | 14 | 65 | 45 | 0% | 65 | 2925
25 | CP-PWR-CORD-NA= | Power Cord, North America | --- | 14 | 10 | 45 | 0% | 10 | 450
29 | CP-DX70-W-K9= | Cisco DX70 (White) | --- | 21 | 2750 | 6 | 0% | 2750 | 16500
29.0.1 | CON-SNT-CPDX70WK | SNTC-8X5XNBD Cisco Desktop Collaboration Experience D | 36 | N/A | 660 | 6 | 0% | 660 | 3960
29.1 | CP-PWR-CORD-NA | Power Cord, North America | --- | 21 | 0 | 6 | 0% | 0 | 0
| CP-HANDSET-CORD= | Handset cord for 7900 series phones | --- | 21 | 5 | 50 | 0% | 5 | 250
Video Conferencing
| Part Number | Description | Service Duration (Months) | Lead Time | Unit List Price | Qty | Disc(%) | Unit Net Price | Extended Net Price
20 | CTS-SX20N-12X-K9 | SX20 Quick Set w/ 12x Cam, 1 mic, remote and CE8 software | --- | 21 | 11900 | 2 | 0% | 11900 | 23800
20.0.1 | CON-SNT-CTSX2NK9 | SNTC-8X5XNBD SX20 Quick Set w 12x Cam, 1 mic, remote | 36 | N/A | 3213 | 2 | 0% | 3213 | 6426
20.1 | PWR-CORD-US-A | Pwr Cord US 1.8m Black YP-12 To YC-12 | --- | 14 | 0 | 2 | 0% | 0 | 0
20.2 | CTS-MIC-TABL20 | Cisco TelePresence Table Microphone 20 | --- | 14 | 468 | 2 | 0% | 468 | 936
20.3 | CAB-MIC20-EXT | Extension cable for the TABL MIC20 microphone | --- | 14 | 30 | 2 | 0% | 30 | 60
20.4 | CTS-CTRL-DVX-10 | Touch 10 Control Device - selectable option | --- | 14 | 1500 | 2 | 0% | 1500 | 3000
20.4.0.1 | CON-SNT-CTLDV10 | SNTC-8X5XNBD Touch 10 Control Dev | 36 | N/A | 777 | 2 | 0% | 777 | 1554
20.5 | CTS-SX20-QS-WMK | Wall Mount Kit for SX20 | --- | 49 | 499 | 2 | 0% | 499 | 998
20.6 | CTS-POE-INJ | Touch10 PoE power injector | --- | 14 | 99 | 2 | 0% | 99 | 198
20.7 | SW-S52010-CE8-K9 | SW Image for SX20 and MX200/300 (2nd gen) series endpoints | --- | 14 | 0 | 2 | 0% | 0 | 0
20.8 | CTS-PHD1080P12XS2+ | PrecisionHD Camera 1080p 12x Gen 2 for use in auto expand | --- | 14 | 0 | 2 | 0% | 0 | 0
20.9 | CAB-HDMI-PHD12XS | Custom 12xcamera cable; HDMI, Cont. and Power (3m) | --- | 42 | 0 | 2 | 0% | 0 | 0
20.1 | CTS-SX20N-CODEC | SX20-N Codec - no encryption | --- | 21 | 0 | 2 | 0% | 0 | 0
20.11 | CTS-MIC-TABL20+ | Cisco TelePresence Table Microphone 20 | --- | 14 | 0 | 2 | 0% | 0 | 0
20.12 | CAB-ETH-5M | Ethernet cable (5m) for auto expand | --- | 14 | 0 | 2 | 0% | 0 | 0
20.13 | CAB-2HDMI-3M | HDMI to HDMI cable | --- | 14 | 0 | 4 | 0% | 0 | 0
20.14 | PWR-CORD-US-A | Pwr Cord US 1.8m Black YP-12 To YC-12 | --- | 14 | 0 | 2 | 0% | 0 | 0
20.15 | LIC-S52010-CE-K9 | License Key Software Encrypted | --- | 14 | 0 | 2 | 0% | 0 | 0
20.16 | PWR-60W-SX-AC | Power supply 60W for auto expand | --- | 14 | 0 | 2 | 0% | 0 | 0
20.17 | CAB-DV10-8M+ | Network cable (ethernet) 8 meter | --- | 14 | 0 | 2 | 0% | 0 | 0
20.18 | CTS-RMT-TRC6 | Remote Control TRC 6 | --- | 14 | 0 | 2 | 0% | 0 | 0
32 | CTS-SX10N-K9 | SX10 HD w/ wall mount, int 5x cam, mic and power supply | --- | 14 | 3990 | 2 | 0% | 3990 | 7980
32.0.1 | CON-ECDN-CTSSX1NK | ESS WITH 8X5XNBD SX10 HD w/ wall mount, int 5x cam and mi | 36 | N/A | 960 | 2 | 0% | 960 | 1920
32.1 | PWR-CORD-US-A | Pwr Cord US 1.8m Black YP-12 To YC-12 | --- | 14 | 0 | 2 | 0% | 0 | 0
32.2 | LIC-CE-CRYPTO-K9 | License key to activate sw encryption module | --- | 14 | 0 | 2 | 0% | 0 | 0
32.3 | CTS-CTRL-DVX-10 | Touch 10 Control Device - selectable option | --- | 14 | 1500 | 2 | 0% | 1500 | 3000
32.3.0.1 | CON-ECDN-CTLDV10 | ESS WITH 8X5XNBD Cisco Touch 10 inch | 36 | N/A | 777 | 2 | 0% | 777 | 1554
32.4 | CTS-POE-INJ | Touch10 PoE power injector | --- | 14 | 99 | 2 | 0% | 99 | 198
32.5 | CTS-MIC-TABL20 | Cisco TelePresence Table Microphone 20 | --- | 14 | 468 | 2 | 0% | 468 | 936
32.6 | CAB-PRESO-2HDMI | Presentation cable, HDMI to HDMI, 8 meter, gray | --- | 14 | 60 | 2 | 0% | 60 | 120
32.7 | CAB-2HDMI-2M | HDMI-HDMI cab, 2m auto expand | --- | 14 | 0 | 2 | 0% | 0 | 0
32.8 | BRKT-SX10-WMK | SX10 Wall Mount | --- | 14 | 0 | 2 | 0% | 0 | 0
32.9 | CAB-DV10-4M | 4 meter flat grey Ethernet cable for Touch 10 | --- | 21 | 0 | 2 | 0% | 0 | 0
32.1 | CAB-ETH-5M | Ethernet cable (5m) for auto expand | --- | 14 | 0 | 2 | 0% | 0 | 0
32.11 | CAB-DV10-8M- | 8 meter flat grey Ethernet cable for Touch 10 | --- | 21 | 0 | 2 | 0% | 0 | 0
32.12 | PWR-CORD-US-A | Pwr Cord US 1.8m Black YP-12 To YC-12 | --- | 14 | 0 | 2 | 0% | 0 | 0
32.13 | CTS-SX10NCODEC | SX10 Codec | --- | 14 | 0 | 2 | 0% | 0 | 0
32.14 | PWR-SX10-AC+ | Power supply for SX10 | --- | 14 | 0 | 2 | 0% | 0 | 0
32.15 | SW-S52030-CE8-K9 | SW Image for SX10 | --- | 14 | 0 | 2 | 0% | 0 | 0
32.16 | CTS-RMT-TRC6 | Remote Control TRC 6 | --- | 14 | 0 | 2 | 0% | 0 | 0
21 | CTS-QSC20-MIC= | Performance Microphone 20 | --- | 14 | 468 | 4 | 0% | 468 | 1872
22 | CAB-MIC20-EXT= | Extension cable for the Performance microphone | --- | 14 | 30 | 8 | 0% | 30 | 240
Analog Gateways
| Part Number | Description | Service Duration (Months) | Lead Time | Unit List Price | Qty | Disc(%) | Unit Net Price | Extended Net Price
28 | VG310 | Modular 24 FXS Port VoIP Gateway with PVDM3-64 | --- | 56 | 5400 | 1 | 0% | 5400 | 5400
28.0.1 | CON-SNT-VG310ICV | SNTC-8X5XNBD Cisco VG310 - Modular 24 FXS Port Voice | 36 | N/A | 1347 | 1 | 0% | 1347 | 1347
28.1 | SVG3XUK9-15603M | Cisco VG3X0 UNIVERSAL | --- | 14 | 0 | 1 | 0% | 0 | 0
28.2 | MEM-CF-256MB | 256MB Compact Flash for Cisco 1900, 2900, 3900 ISR | --- | 14 | 0 | 1 | 0% | 0 | 0
28.3 | CAB-AC | AC Power Cord (North America), C13, NEMA 5-15P, 2.1m | --- | 14 | 0 | 1 | 0% | 0 | 0
28.4 | CAB-CONSOLE-USB | Console Cable 6 ft with USB Type A and mini-B | --- | 14 | 30 | 1 | 0% | 30 | 30
28.5 | HWIC-BLANK | Blank faceplate for HWIC slot on Cisco ISR | --- | 14 | 0 | 1 | 0% | 0 | 0
28.6 | PVDM3-64 | 64-channel high-density voice DSP module | --- | 14 | 0 | 1 | 0% | 0 | 0
28.7 | SL-VG3X0-IPB-K9 | Cisco VG3X0 IP Base License | --- | 14 | 0 | 1 | 0% | 0 | 0
28.8 | SL-VG3X0-UC-K9 | Cisco VG3X0 Unified Communications License | --- | 14 | 0 | 1 | 0% | 0 | 0
Access Points
| Part Number | Description | Service Duration (Months) | Lead Time | Unit List Price | Qty | Disc(%) | Unit Net Price | Extended Net Price
9 | AIR-AP3802I-BK910 | 802.11ac W2 10 AP w/CA; 4x4:3SS; Int Ant; mGig -B Domain | --- | 14 | 16500 | 10 | 0% | 16500 | 165000
9.1 | AIR-AP3802I-BBULK | BOM Level AP3800i Bulk PID for B Domain | --- | 14 | 0 | 100 | 0% | 0 | 0
9.2 | AIR-AP-BRACKET-1 | 802.11n AP Low Profile Mounting Bracket (Default) | --- | 14 | 0 | 100 | 0% | 0 | 0
9.3 | AIR-AP-T-RAIL-R | Ceiling Grid Clip for Aironet APs - Recessed Mount (Default) | --- | 14 | 0 | 100 | 0% | 0 | 0
9.4 | SW3802-CAPWAP-K9 | Cisco Aironet 3800 Series CAPWAP Software Image | --- | 14 | 0 | 100 | 0% | 0 | 0
LICENSES
| Part Number | Description | Service Duration (Months) | Lead Time | Unit List Price | Qty | Disc(%) | Unit Net Price | Extended Net Price
1 | INST-CDR-1 | Variphy Insight CDR - Call History, Call Accounting, Call Trace, Device Utilization | 12 |  | 7.7 | 315 | 0% | 7.7 | 2425.5
APC UPS
| Part Number | Description | Service Duration (Months) | Lead Time | Unit List Price | Qty | Disc(%) | Unit Net Price | Extended Net Price
1 | SUA5000RMT5U | APC Smart-UPS 5000VA 208V Rackmount/Tower |  |  | 3150 | 17 |  | 3150 | 53550
2 | AP9626 | APC Step-Down Transformer RM 2U 208V IN 120V OUT |  |  | 599 | 9 |  | 599 | 5391
3 | AP9570 | Rack PDU Basic 1U 30A 208V Four C19s APC Basic Rack PDU input: 208V |  |  | 249.99 | 34 |  | 249.99 | 8499.66
4 | AP9877 | APC Power Cord C19 to C20 |  |  | 29.99 | 136 |  | 29.99 | 4078.64
5 | SMX1500RM2U | APC Smart-UPS X 1500VA Rack/Tower LCD 120V |  |  | 829 | 3 |  | 829 | 2487
| AP9563 | APC Rack PDU, Basic, 1U, 20A, 120V, (10)5-20; 5-20P |  |  | 149.99 | 5 |  | 149.99 | 749.95
Note on B11: MA Ferguson: Cisco One Bundle 4500X (24 Port)
Note on B29: MA Ferguson: Cisco One Bundle 4500X (24 Port)
Note on B47: MA Ferguson: One Network Bundle with 4510, 6 UPOE/mGig blades, 10 pack 3802 WAPs
Note on B101: MA Ferguson: One Network Bundle with 4510, 7 UPOE/mGig blades, 10 pack 3802 WAPs
Note on B156: MA Ferguson: One Network Bundle with 4510, 7 UPOE/mGig blades, 10 pack 3802 WAPs
Note on B211: MA Ferguson: One Network Bundle with 4507, 5 UPOE/mGig blades, 10 pack 3802 WAPs
Note on B263: MA Ferguson: One Network Bundle with 4507, 3 UPOE/mGig blades, 10 pack 3802 WAPs
Note on B314: MA Ferguson: A La Carte 3850 24 Port Switch
Note on B327: MA Ferguson: A La Carte 3850 24 Port Switch
Note on B340: MA Ferguson: A La Carte 3850 24 Port Switch
Note on B353: MA Ferguson: One Network Bundle with 4507, 5 UPOE/mGig blades, 10 pack 3802 WAPs
Note on B405: MA Ferguson: One Network Bundle with 4507, 5 UPOE/mGig blades, 10 pack 3802 WAPs
Note on B457: MA Ferguson: One Network Bundle with 4507, 4 UPOE/mGig blades, 10 pack 3802 WAPs
Note on B509: MA Ferguson: One Network Bundle with 4510, 6 UPOE/mGig blades, 10 pack 3802 WAPs
Note on B563: MA Ferguson: One Network Bundle with 4510, 7 UPOE/mGig blades, 10 pack 3802 WAPs
Note on B618: MA Ferguson: One Network Bundle with 4510, 6 UPOE/mGig blades, 10 pack 3802 WAPs
Note on B672: MA Ferguson: Cisco One Bundle 4500X (16 Port)
Note on B690: MA Ferguson: Cisco One Bundle 4500X (16 Port)
Note on B789: MA Ferguson: SX20 (New Sku)
Note on B811: MA Ferguson: SX10

## CO-Cable
PROJECT: | COLEMAN COLLEGE | [5 empty] | IDF1 | IDF2 | IDF3 | IDF4 | IDF5
Coop. Contract Number:
Part Number | Description | Length | Unit | Total Qty | Discount | Price | QTY | QTY | QTY | QTY | QTY | Extended Price
| MISCELLANEOUS | [5 empty] | 0 | 0 | 0 | 0 | 0
HLT3I-X0 | Panduit Tak-Ty Hook and loop cable ties, 12" length, HLT3I-X0, roll of 10 | 12" | Roll | 48 |  |  | 48 |  |  |  |  | 0
S100X150VAC | Panduit P1 Self-Laminating Label Cassettes for PanTher LS8E hand-held printer. 200 labels per package. | n/a | Cassette | 35 |  |  | 35 |  |  |  |  | 0
NWSLC-3Y | Panduit Orange cable identification sleeve for 3mm Simplex cable, 1" Length, Pack of 100 | n/a | Cassette | 1 |  |  | 1 |  |  |  |  | 0
| CABLES | [5 empty] | 0 | 0 | 0 | 0 | 0
CPCSSX2-0ZF005 | Commscope, Systimax solution, CAT6A, RJ45, Straight patch cable, No boot, Blue Color | 5 ft | Each | 0 |  |  | 0 |  |  |  |  | 0
CPCSSX2-0ZF007 | Commscope, Systimax solution, CAT6A, RJ45, Straight patch cable, No boot, Blue Color | 7 ft | Each | 750 |  |  | 750 |  |  |  |  | 0
CPCSSX2-0ZF010 | Commscope, Systimax solution, CAT6A, RJ45, Straight patch cable, No boot, Blue Color | 10 ft | Each | 750 |  |  | 750 |  |  |  |  | 0
CPCSSX2-0ZF015 | Commscope, Systimax solution, CAT6A, RJ45, Straight patch cable, No boot, Blue Color | 15 ft | Each | 0 |  |  | 0 |  |  |  |  | 0
CPCSSX2-0ZF020 | Commscope, Systimax solution, CAT6A, RJ45, Straight patch cable, No boot, Blue Color | 20 ft | Each | 0 |  |  | 0 |  |  |  |  | 0
CPCSSX2-0ZF025 | Commscope, Systimax solution, CAT6A, RJ45, Straight patch cable, No boot, Blue Color | 25 ft | Each | 0 |  |  | 0 |  |  |  |  | 0
CPCSSX2-0ZF030 | Commscope, Systimax solution, CAT6A, RJ45, Straight patch cable, No boot, Blue Color | 30 ft | Each | 0 |  |  | 0 |  |  |  |  | 0
CPCSSX2-0ZF035 | Commscope, Systimax solution, CAT6A, RJ45, Straight patch cable, No boot, Blue Color | 35 ft | Each | 0 |  |  | 0 |  |  |  |  | 0
CPC3312-03F005 | Commscope, Systimax solution, CAT6, RJ45, Straight patch cable, No boot, Gray Color | 5 ft | Each | 1458 |  |  | 1458 |  |  |  |  | 0
CPC3312-03F007 | Commscope, Systimax solution, CAT6, RJ45, Straight patch cable, No boot, Gray Color | 7 ft | Each | 792 |  |  | 792 |  |  |  |  | 0
CPC3312-03F010 | Commscope, Systimax solution, CAT6, RJ45, Straight patch cable, No boot, Gray Color | 10 ft | Each | 0 |  |  | 0 |  |  |  |  | 0
CPC3312-03F015 | Commscope, Systimax solution, CAT6, RJ45, Straight patch cable, No boot, Gray Color | 15 ft | Each | 563 |  |  | 563 |  |  |  |  | 0
CPC3312-03F020 | Commscope, Systimax solution, CAT6, RJ45, Straight patch cable, No boot, Gray Color | 20 ft | Each | 100 |  |  | 100
CPC3312-03F025 | Commscope, Systimax solution, CAT6, RJ45, Straight patch cable, No boot, Gray Color | 25 ft | Each | 563 |  |  | 563 |  |  |  |  | 0
CPC3312-03F030 | Commscope, Systimax solution, CAT6, RJ45, Straight patch cable, No boot, Gray Color | 30 ft | Each | 50 |  |  | 50 |  |  |  |  | 0
CPC3312-03F035 | Commscope, Systimax solution, CAT6, RJ45, Straight patch cable, No boot, Gray Color | 35 ft | Each | 50 |  |  | 50 |  |  |  |  | 0
CPC3312-03F050 | Commscope, Systimax solution, CAT6, RJ45, Straight patch cable, No boot, Gray Color | 50 ft | Each | 0 |  |  | 0 |  |  |  |  | 0
CPC3312-07F007 | Commscope, Systimax solution, CAT6, RJ45, Straight patch cable, No boot, Red Color | 7 ft | Each | 85 |  |  | 85 |  |  |  |  | 0
CPC3312-07F020 | Commscope, Systimax solution, CAT6, RJ45, Straight patch cable, No boot, Red Color | 20 ft | Each | 85 |  |  | 85 |  |  |  |  | 0
CPC3312-07F035 | Commscope, Systimax solution, CAT6, RJ45, Straight patch cable, No boot, Red Color | 35 ft | Each | 41 |  |  | 41 |  |  |  |  | 0
| LC - SC | [5 empty] | 0 | 0 | 0 | 0 | 0
FEXLCSC42-MXF010 | Commscope, Systimax solution, LC - SC , 10Gb Duplex Multimode 50/125 OM4 fiber cable, Aqua color | 10 ft | Each | 88 |  |  | 88 |  |  |  |  | 0
FEXLCSC42-MXF015 | Commscope, Systimax solution, LC - SC , 10Gb Duplex Multimode 50/125 OM4 fiber cable, Aqua color | 15 ft | Each | 20 |  |  | 20 |  |  |  |  | 0
FEXLCSC42-MXF020 | Commscope, Systimax solution, LC - SC , 10Gb Duplex Multimode 50/125 OM4 fiber cable, Aqua color | 20 ft | Each | 20 |  |  | 20 |  |  |  |  | 0
FEXLCSC42-MXF025 | Commscope, Systimax solution, LC - SC , 10Gb Duplex Multimode 50/125 OM4 fiber cable, Aqua color | 25 ft | Each | 0 |  |  | 0 |  |  |  |  | 0
FEXLCSC42-MXF030 | Commscope, Systimax solution, LC - SC , 10Gb Duplex Multimode 50/125 OM4 fiber cable, Aqua color | 30 ft | Each | 0 |  |  | 0 |  |  |  |  | 0
FEXLCSC42-MXF035 | Commscope, Systimax solution, LC - SC , 10Gb Duplex Multimode 50/125 OM4 fiber cable, Aqua color | 35 ft | Each | 0 |  |  | 0 |  |  |  |  | 0
FEXLCSC42-MXF040 | Commscope, Systimax solution, LC - SC , 10Gb Duplex Multimode 50/125 OM4 fiber cable, Aqua color | 40 ft | Each | 0 |  |  | 0 |  |  |  |  | 0
FEXLCSC42-MXF045 | Commscope, Systimax solution, LC - SC , 10Gb Duplex Multimode 50/125 OM4 fiber cable, Aqua color | 45 ft | Each | 0 |  |  | 0 |  |  |  |  | 0
FEXLCSC42-MXF050 | Commscope, Systimax solution, LC - SC , 10Gb Duplex Multimode 50/125 OM4 fiber cable, Aqua color | 50 ft | Each | 0 |  |  | 0 |  |  |  |  | 0
| LC - LC | [5 empty] | 0 | 0 | 0 | 0 | 0
FEXLCLC42-MXF010 | Commscope, Systimax solution, LC - LC , 10Gb Duplex Multimode 50/125 OM4 fiber cable, Aqua color | 10 ft | Each | 20 |  |  | 20 |  |  |  |  | 0
FEXLCLC42-MXF015 | Commscope, Systimax solution, LC - LC , 10Gb Duplex Multimode 50/125 OM4 fiber cable, Aqua color | 15 ft | Each | 20 |  |  | 20 |  |  |  |  | 0
FEXLCLC42-MXF020 | Commscope, Systimax solution, LC - LC , 10Gb Duplex Multimode 50/125 OM4 fiber cable, Aqua color | 20 ft | Each | 20 |  |  | 20 |  |  |  |  | 0
FEXLCLC42-MXF025 | Commscope, Systimax solution, LC - LC , 10Gb Duplex Multimode 50/125 OM4 fiber cable, Aqua color | 25 ft | Each | 0 |  |  | 0 |  |  |  |  | 0
FEXLCLC42-MXF030 | Commscope, Systimax solution, LC - LC , 10Gb Duplex Multimode 50/125 OM4 fiber cable, Aqua color | 30 ft | Each | 0 |  |  | 0 |  |  |  |  | 0
FEXLCLC42-MXF035 | Commscope, Systimax solution, LC - LC , 10Gb Duplex Multimode 50/125 OM4 fiber cable, Aqua color | 35 ft | Each | 0 |  |  | 0 |  |  |  |  | 0
FEXLCLC42-MXF040 | Commscope, Systimax solution, LC - LC , 10Gb Duplex Multimode 50/125 OM4 fiber cable, Aqua color | 40 ft | Each | 0 |  |  | 0 |  |  |  |  | 0
FEXLCLC42-MXF045 | Commscope, Systimax solution, LC - LC , 10Gb Duplex Multimode 50/125 OM4 fiber cable, Aqua color | 45 ft | Each | 0 |  |  | 0 |  |  |  |  | 0
FEXLCLC42-MXF050 | Commscope, Systimax solution, LC - LC , 10Gb Duplex Multimode 50/125 OM4 fiber cable, Aqua color | 50 ft | Each | 0 |  |  | 0 |  |  |  |  | 0
| SC - SC | [5 empty] | 0 | 0 | 0 | 0 | 0
FEXSCSC42-MXF010 | Commscope, Systimax solution, SC - SC , 10Gb Duplex Multimode 50/125 OM4 fiber cable, Aqua color | 10 ft | Each | 20 |  |  | 20 |  |  |  |  | 0
FEXSCSC42-MXF015 | Commscope, Systimax solution, SC - SC , 10Gb Duplex Multimode 50/125 OM4 fiber cable, Aqua color | 15 ft | Each | 0 |  |  | 0 |  |  |  |  | 0
FEXSCSC42-MXF020 | Commscope, Systimax solution, SC - SC , 10Gb Duplex Multimode 50/125 OM4 fiber cable, Aqua color | 20 ft | Each | 0 |  |  | 0 |  |  |  |  | 0
FEXSCSC42-MXF025 | Commscope, Systimax solution, SC - SC , 10Gb Duplex Multimode 50/125 OM4 fiber cable, Aqua color | 25 ft | Each | 0 |  |  | 0 |  |  |  |  | 0
FEXSCSC42-MXF030 | Commscope, Systimax solution, SC - SC , 10Gb Duplex Multimode 50/125 OM4 fiber cable, Aqua color | 30 ft | Each | 0 |  |  | 0 |  |  |  |  | 0
FEXSCSC42-MXF035 | Commscope, Systimax solution, SC - SC , 10Gb Duplex Multimode 50/125 OM4 fiber cable, Aqua color | 35 ft | Each | 0 |  |  | 0 |  |  |  |  | 0
FEXSCSC42-MXF040 | Commscope, Systimax solution, SC - SC , 10Gb Duplex Multimode 50/125 OM4 fiber cable, Aqua color | 40 ft | Each | 0 |  |  | 0 |  |  |  |  | 0
FEXSCSC42-MXF045 | Commscope, Systimax solution, SC - SC , 10Gb Duplex Multimode 50/125 OM4 fiber cable, Aqua color | 45 ft | Each | 0 |  |  | 0 |  |  |  |  | 0
FEXSCSC42-MXF050 | Commscope, Systimax solution, SC - SC , 10Gb Duplex Multimode 50/125 OM4 fiber cable, Aqua color | 50 ft | Each | 0 |  |  | 0 |  |  |  |  | 0
| LC - SC | [5 empty] | 0 | 0 | 0 | 0 | 0
FEWLCSC42-JXF010 | Commscope, Systimax solution, LC - SC , TERASPEED Singlemode 8.3/125 SM fiber cable, Yellow color | 10 ft | Each | 12 |  |  | 12 |  |  |  |  | 0
FEWLCSC42-JXF015 | Commscope, Systimax solution, LC - SC , TERASPEED Singlemode 8.3/125 SM fiber cable, Yellow color | 15 ft | Each | 6 |  |  | 6 |  |  |  |  | 0
FEWLCSC42-JXF020 | Commscope, Systimax solution, LC - SC , TERASPEED Singlemode 8.3/125 SM fiber cable, Yellow color | 20 ft | Each | 6 |  |  | 6 |  |  |  |  | 0
FEWLCSC42-JXF025 | Commscope, Systimax solution, LC - SC , TERASPEED Singlemode 8.3/125 SM fiber cable, Yellow color | 25 ft | Each | 0 |  |  | 0 |  |  |  |  | 0
FEWLCSC42-JXF030 | Commscope, Systimax solution, LC - SC , TERASPEED Singlemode 8.3/125 SM fiber cable, Yellow color | 30 ft | Each | 0 |  |  | 0 |  |  |  |  | 0
FEWLCSC42-JXF035 | Commscope, Systimax solution, LC - SC , TERASPEED Singlemode 8.3/125 SM fiber cable, Yellow color | 35 ft | Each | 0 |  |  | 0 |  |  |  |  | 0
FEWLCSC42-JXF040 | Commscope, Systimax solution, LC - SC , TERASPEED Singlemode 8.3/125 SM fiber cable, Yellow color | 40 ft | Each | 0 |  |  | 0 |  |  |  |  | 0
FEWLCSC42-JXF045 | Commscope, Systimax solution, LC - SC , TERASPEED Singlemode 8.3/125 SM fiber cable, Yellow color | 45 ft | Each | 0 |  |  | 0 |  |  |  |  | 0
FEWLCSC42-JXF050 | Commscope, Systimax solution, LC - SC , TERASPEED Singlemode 8.3/125 SM fiber cable, Yellow color | 50 ft | Each | 0 |  |  | 0 |  |  |  |  | 0
| ANALOG | [5 empty] | 0 | 0 | 0 | 0 | 0
N154-050-C3 | TRIPPLITE - Cat3 25-Pair Telco Cable (RJ21 M to Open End), 50-ft. | 50 ft | Each | 0 | [7 empty] | 0
N154-100-C3 | TRIPPLITE - Cat3 25-Pair Telco Cable (RJ21 M to Open End), 100-ft. | 100 ft | Each | 0 | [7 empty] | 0
P110KB1005Y | Panduit PAN-PUNCH 110 - punch-down block | n/a | Each | 0 | [7 empty] | 0
25-3-PP-5-180 | ALLEN TEL 25-Pair Cable Assembly Two Plugs 180 style - 5FT | 50 ft | Each | 2 |  |  | 2 |  |  |  |  | 0
S700A110-B1-50 | Siemon's 50-pair pre-wired S110 block with legs | n/a | Each | 3 |  |  | 3 |  |  |  |  | 0
ELN25T-0025-MM | Blackbox CAT3 Telco Connector Cable (UTP), PVC (25-3-PP-25-GY) | 25 ft | Each | 0 | [7 empty] | 0
ELN25TP-0025-MM | Blackbox CAT3 Telco Connector Cable (UTP), PLENUM (25PP25PL3) | 25 ft | Each | 0 | [7 empty] | 0
ELN25T-0050-MM | Blackbox CAT3 Telco Connector Cable (UTP), PVC (25-3-PP-50-GY) | 50 ft | Each | 3 |  |  | 3 |  |  |  |  | 0
ELN25TP-0050-MM | Blackbox CAT3 Telco Connector Cable (UTP), PLENUM (25PP50PL3) | 50 ft | Each | 0 | [7 empty] | 0
S110P1-P1-15 | Siemon cable, 1 Pair Double Ended 110 Patchcord, 110 TO 110 | 15 ft | Each | 40 |  |  | 40 |  |  |  |  | 0
S110P1-U1-15 | Siemon cable, 1 Pair Double Ended 110 Patchcord, 110 TO RJ11 | 15 ft | Each | 50 |  |  | 50 |  |  |  |  | 0
S110P1-U4-15 | Siemon cable, 1 Pair Double Ended 110 Patchcord, 110 TO RJ45 | 15 ft | Each | 0 | [7 empty] | 0
02970 | Cables2Go, RJ11 Modular Telephone Cable, RJ11 to RJ11, 7ft | 7ft | Each | 50 |  |  | 50 |  |  |  |  | 0
09590 | Cables2Go, RJ11 Modular Telephone Cable, RJ11 to RJ11, 14ft | 14ft | Each | 50 |  |  | 50 |  |  |  |  | 0
EYN7001BL-1000 | Blackbox Cross-Connect Wire, 1 Pair, White/Blue w Blue - 1000ft | 1000 ft | Each | 11 |  |  | 11 |  |  |  |  | 0
0